## Export
PROGRAM NAME | 0
BUDGET
Administrative Costs
Overhead and G&A | 0
Other Administrative Costs | 0
Marketing/Outreach | 0
Direct Implementation
Incentives and Rebates
User Input Incentive | 0
Direct Install Rebate | 0
Direct Install Labor | 0
Direct Install Materials | 0
Activity | 0
Installation | 0
Hardware & Materials | 0
Rebate Processing & Inspection | 0
EM&V Costs | 0
Budget | 365389.94
Costs recovered from other sources | 0
Budget (plus other costs) | 365389.94
PROGRAM IMPACTS
Program Reductions for Measures installed through 2008
User Entered kW (kW) | 1092.4039
Net Jul-Sept Peak (kW) | 542.584
Net Dec-Feb Peak (kW) | 191.9298
Net NCP (kW) | 579.6353
Net CEC (kW) | 0
Annual Net kWh | 1541419.1228
Lifecycle Net kWh | 23065174.842
Annual Net Therms | -7.1076
Lifecycle Net Therms | -106.6145
Cost Effectiveness for all measures installed through 2012
TRC
Costs | 3193875.285
Electric Benefits | 1734360.4404
Gas Benefits | -56.0593
Net Benefits (NPV) | -1459570.9039
BC Ratio | 0.54301
PAC
Costs | 317372.3121
Electric Benefits | 1734360.4404
Gas Benefits | -56.0593
Net Benefits (NPV) | 1416932.069
BC Ratio | 5.4646
Levelized Cost
Levelized Cost TRC ($/kWh )
Discounted kWh | 12672514.764
Cost | 0.25203
Benefits | 0.13686
Benefit-Cost | -0.11517
Levelized Cost PAC ($/kWh)
Discounted kWh | 12672514.764
Cost | 0.024999
Benefits | 0.13686
Benefit-Cost | 0.11186
Levelized Cost TRC ($/therm)
Discounted Therms | -59.2629
Cost | 0.69572
Benefits | 0.94594
Benefit-Cost | 0.25022
Levelized Cost PAC ($/therm)
Discounted Therms | -59.2629
Cost | 0.31673
Benefits | 0.94594
Benefit-Cost | 0.62921
Emission Annual Reductions (2006-2008) |  | Energy Division File sheet "Attachment II" Total Electricity and Gas Emission Reductions
Electric Annual CO2 (tons) - 2006 | 0 |  | 2006 | 2007 | 2008 | 2009 | 2010 | 2011 | 2012
2007 | 888.9688 |  | Total | Total | Total | Total | Total | Total | Total
2008 | 0 | Annual CO2 Emission Reductions (tons) | 0 | 888.9272 | 0 | 0 | 0 | 0 | 0
Electric Lifecycle CO2 (tons) - 2006 | 0 | Lifecycle CO2 Emission Reductions (tons) | 0 | 13300.595 | 0 | 0 | 0 | 0 | 0
2007 | 13301.2187 | Annual NOx Emission Reductions (tons) | 0 | 0.12093 | 0 | 0 | 0 | 0 | 0
2008 | 0 | Lifecycle NOx Emission Reductions (tons) | 0 | 1.8094 | 0 | 0 | 0 | 0 | 0
Electric Annual NOX (tons) - 2006 | 0 | Annual SO2 Emission Reductions (tons)
2007 | 0.12097 | Lifecycle SO2 Emission Reductions (tons)
2008 | 0
Electric Lifecycle NOX (tons) - 2006 | 0
2007 | 1.8099
2008 | 0
Electric Annual SO2 (lbs) - 2006
2007
2008
Electric Lifecycle SO2 (lbs) - 2006
2007
2008
Gas Annual CO2 (tons) - 2006 | 0
2007 | -0.04158
2008 | 0
Gas Lifecycle CO2 (tons) - 2006 | 0
2007 | -0.62369
2008 | 0
Gas Annual NOX (tons) - 2006 | 0
2007 | -3.2695e-05
2008 | 0
Gas Lifecycle NOX (tons) - 2006 | 0
2007 | -0.00049043
2008 | 0
Gas Annual SO2 (lbs) - 2006
2007
2008
Gas Lifecycle SO2 (lbs) - 2006
2007
2008
Data below not currently used in Energy Division workbook
Levelized Cost RIM ($/therm)
Discounted Therms | -59.2629
Cost | 0.1731
Benefits | 0.94594
Benefit-Cost | 0.77284
Levelized Cost RIM ($/kWh)
Discounted kWh | 12672514.764
Cost | 0.025045
Benefits | 0.13686
Benefit-Cost | 0.77284
RIM
Costs | 317372.3121
Electric Benefits | 1734360.4404
Gas Benefits | -56.0593
Net Benefits (NPV) | 1416932.069
BC Ratio | 5.4646
Impacts for all programs installed trhough 2012
Net July-Sept Peak (kW)
Clothes Dryer | 0
Clothes Washer | 0
Consumer Electronics | 0
Cooking | 0
Dishwasher | 0
Net Dec-Feb Pk (kW)
Clothes Dryer | 0
Clothes Washer | 0
Consumer Electronics | 0
Cooking | 0
Dishwasher | 0
0
Clothes Dryer | 0
Clothes Washer | 0
Consumer Electronics | 0
Cooking | 0
Dishwasher | 0
Annual Net kWh
Clothes Dryer | 0
Clothes Washer | 0
Consumer Electronics | 0
Cooking | 0
Dishwasher | 0
Lifecycle Net kWh
Clothes Dryer | 0
Clothes Washer | 0
Consumer Electronics | 0
Cooking | 0
Dishwasher | 0
Annual Net Therms
Clothes Dryer | 0
Clothes Washer | 0
Consumer Electronics | 0
Cooking | 0
Dishwasher | 0
Lifecycle Net Therms
Clothes Dryer | 0
Clothes Washer | 0
Consumer Electronics | 0
Cooking | 0
Dishwasher | 0

## Output by Measure
0
0
SDG&E | [7 empty] | Levelized Benefits less Costs (TRC) |  |  |  | Levelized Benefits less Costs (PAC) |  |  |  | Benefit Cost Ratios
Net Impacts by Measure | [7 empty] | No Allocated Admin |  | w/ Allocated Admin |  | No Allocated Admin |  | w/ Allocated Admin |  | No Allocated Admin |  | w/ Allocated Admin
| Net Avg Jul-Sep (kW) | Net Dec-Feb Pk (kW) | Net User Entered kW | Annual kWh adj for Net to gross | Lifecycle kWh (Annual * Measure Life) | Annual Therms | Lifecycle Therms | Electric ($/kWh) | Gas ($/Th) | Electric ($/kWh) | Gas ($/Th) | Electric ($/kWh) | Gas ($/Th) | Electric ($/kWh) | Gas ($/Th) | TRC | PAC | TRC | PAC
Total or Average | 542.584 | 191.9298 | 1092.4039 | 1541419.1228 | 23065174.842 | -7.1076 | -106.6145 | -0.11517 | 0.25022 | -0.11517 | 0.25022 | 0.11186 | 0.62921 | 0.11186 | 0.62921
253038-Comm. AC 135K to 239k | 0.71254 | 0.28426 | 2.5024 | 2189.6 | 32844 | 0 | 0 | 0.05585 | 0 | 0.05585 | 0 | 0.10146 | 0 | 0.10146 | 0 | 1.7045 | 4.0131 | 1.7045 | 4.0131
253038-Comm. AC 135K to 239k | 0.31631 | 0.12619 | 0.828 | 972 | 14580 | 0 | 0 | -0.021221 | 0 | -0.021221 | 0 | 0.07096 | 0 | 0.07096 | 0 | 0.865 | 2.0914 | 0.865 | 2.0914
253038-Comm. AC 135K to 239k | 0.31631 | 0.12619 | 0.828 | 972 | 14580 | 0 | 0 | -0.021221 | 0 | -0.021221 | 0 | 0.07096 | 0 | 0.07096 | 0 | 0.865 | 2.0914 | 0.865 | 2.0914
253038-Comm. AC 135K to 239k | 0.71254 | 0.28426 | 2.5024 | 2189.6 | 32844 | 0 | 0 | 0.05585 | 0 | 0.05585 | 0 | 0.10146 | 0 | 0.10146 | 0 | 1.7045 | 4.0131 | 1.7045 | 4.0131
253038-Comm. AC 135K to 239k | 0.62126 | 0.081472 | 1.7664 | 1545.6 | 23184 | 0 | 0 | 0.06194 | 0 | 0.06194 | 0 | 0.10723 | 0 | 0.10723 | 0 | 1.7805 | 4.1469 | 1.7805 | 4.1469
253039-Comm. AC 240k to 759k | 2.7202 | 1.0852 | 6.0071 | 8359.08 | 125386.2 | 0 | 0 | 0.07417 | 0 | 0.07417 | 0 | 0.11708 | 0 | 0.11708 | 0 | 2.2 | 7.1944 | 2.2 | 7.1944
253039-Comm. AC 240k to 759k | 2.7202 | 1.0852 | 6.0071 | 8359.08 | 125386.2 | 0 | 0 | 0.07417 | 0 | 0.07417 | 0 | 0.11708 | 0 | 0.11708 | 0 | 2.2 | 7.1944 | 2.2 | 7.1944
253039-Comm. AC 240k to 759k | 1.4689 | 0.586 | 3.2438 | 4513.9032 | 67708.548 | 0 | 0 | 0.0741 | 0 | 0.0741 | 0 | 0.11673 | 0 | 0.11673 | 0 | 2.1975 | 7.0635 | 2.1975 | 7.0635
253039-Comm. AC 240k to 759k | 2.7202 | 1.0852 | 6.0071 | 8359.08 | 125386.2 | 0 | 0 | 0.07417 | 0 | 0.07417 | 0 | 0.11708 | 0 | 0.11708 | 0 | 2.2 | 7.1944 | 2.2 | 7.1944
253039-Comm. AC 240k to 759k | 2.7202 | 1.0852 | 6.0071 | 8359.08 | 125386.2 | 0 | 0 | 0.07417 | 0 | 0.07417 | 0 | 0.11708 | 0 | 0.11708 | 0 | 2.2 | 7.1944 | 2.2 | 7.1944
253039-Comm. AC 240k to 759k | 2.1762 | 0.86815 | 4.8057 | 6687.264 | 100308.96 | 0 | 0 | 0.07417 | 0 | 0.07417 | 0 | 0.11708 | 0 | 0.11708 | 0 | 2.2 | 7.1944 | 2.2 | 7.1944
253039-Comm. AC 240k to 759k | 1.4689 | 0.586 | 3.2438 | 4513.9032 | 67708.548 | 0 | 0 | 0.0741 | 0 | 0.0741 | 0 | 0.11673 | 0 | 0.11673 | 0 | 2.1975 | 7.0635 | 2.1975 | 7.0635
253039-Comm. AC 240k to 759k | 3.2643 | 1.3022 | 7.2085 | 10030.896 | 150463.44 | 0 | 0 | 0.07417 | 0 | 0.07417 | 0 | 0.11708 | 0 | 0.11708 | 0 | 2.2 | 7.1944 | 2.2 | 7.1944
253039-Comm. AC 240k to 759k | 2.1762 | 0.86815 | 4.8057 | 6687.264 | 100308.96 | 0 | 0 | 0.07417 | 0 | 0.07417 | 0 | 0.11708 | 0 | 0.11708 | 0 | 2.2 | 7.1944 | 2.2 | 7.1944
253039-Comm. AC 240k to 759k | 2.1762 | 0.86815 | 4.8057 | 6687.264 | 100308.96 | 0 | 0 | 0.07417 | 0 | 0.07417 | 0 | 0.11708 | 0 | 0.11708 | 0 | 2.2 | 7.1944 | 2.2 | 7.1944
253039-Comm. AC 240k to 759k | 2.1762 | 0.86815 | 4.8057 | 6687.264 | 100308.96 | 0 | 0 | 0.07417 | 0 | 0.07417 | 0 | 0.11708 | 0 | 0.11708 | 0 | 2.2 | 7.1944 | 2.2 | 7.1944
253039-Comm. AC 240k to 759k | 2.1762 | 0.86815 | 4.8057 | 6687.264 | 100308.96 | 0 | 0 | 0.07417 | 0 | 0.07417 | 0 | 0.11708 | 0 | 0.11708 | 0 | 2.2 | 7.1944 | 2.2 | 7.1944
253039-Comm. AC 240k to 759k | 2.1762 | 0.86815 | 4.8057 | 6687.264 | 100308.96 | 0 | 0 | 0.07417 | 0 | 0.07417 | 0 | 0.11708 | 0 | 0.11708 | 0 | 2.2 | 7.1944 | 2.2 | 7.1944
253039-Comm. AC 240k to 759k | 3.2643 | 1.3022 | 7.2085 | 10030.896 | 150463.44 | 0 | 0 | 0.07417 | 0 | 0.07417 | 0 | 0.11708 | 0 | 0.11708 | 0 | 2.2 | 7.1944 | 2.2 | 7.1944
253039-Comm. AC 240k to 759k | 2.1762 | 0.86815 | 4.8057 | 6687.264 | 100308.96 | 0 | 0 | 0.07417 | 0 | 0.07417 | 0 | 0.11708 | 0 | 0.11708 | 0 | 2.2 | 7.1944 | 2.2 | 7.1944
253039-Comm. AC 240k to 759k | 2.1762 | 0.86815 | 4.8057 | 6687.264 | 100308.96 | 0 | 0 | 0.07417 | 0 | 0.07417 | 0 | 0.11708 | 0 | 0.11708 | 0 | 2.2 | 7.1944 | 2.2 | 7.1944
253039-Comm. AC 240k to 759k | 2.9922 | 1.1937 | 6.6078 | 9194.988 | 137924.82 | 0 | 0 | 0.07417 | 0 | 0.07417 | 0 | 0.11708 | 0 | 0.11708 | 0 | 2.2 | 7.1944 | 2.2 | 7.1944
253039-Comm. AC 240k to 759k | 1.6321 | 0.65111 | 3.6043 | 5015.448 | 75231.72 | 0 | 0 | 0.07417 | 0 | 0.07417 | 0 | 0.11708 | 0 | 0.11708 | 0 | 2.2 | 7.1944 | 2.2 | 7.1944
253039-Comm. AC 240k to 759k | 2.1762 | 0.86815 | 4.8057 | 6687.264 | 100308.96 | 0 | 0 | 0.07417 | 0 | 0.07417 | 0 | 0.11708 | 0 | 0.11708 | 0 | 2.2 | 7.1944 | 2.2 | 7.1944
253039-Comm. AC 240k to 759k | 3.2643 | 1.3022 | 7.2085 | 10030.896 | 150463.44 | 0 | 0 | 0.07417 | 0 | 0.07417 | 0 | 0.11708 | 0 | 0.11708 | 0 | 2.2 | 7.1944 | 2.2 | 7.1944
253040-Comm. AC 240k to 759k | 1.4073 | 0.56143 | 3.4429 | 4324.624 | 64869.36 | 0 | 0 | -0.12235 | 0 | -0.12235 | 0 | 0.11911 | 0 | 0.11911 | 0 | 0.52222 | 9.1511 | 0.52222 | 9.1511
253040-Comm. AC 240k to 759k | 1.4073 | 0.56143 | 3.4429 | 4324.624 | 64869.36 | 0 | 0 | -0.1201 | 0 | -0.1201 | 0 | 0.12136 | 0 | 0.12136 | 0 | 0.53101 | 9.3051 | 0.53101 | 9.3051
253040-Comm. AC 240k to 759k | 2.111 | 0.84214 | 5.1644 | 6486.936 | 97304.04 | 0 | 0 | -0.12094 | 0 | -0.12094 | 0 | 0.12052 | 0 | 0.12052 | 0 | 0.5277 | 9.2471 | 0.5277 | 9.2471
253040-Comm. AC 240k to 759k | 1.4073 | 0.56143 | 3.4429 | 4324.624 | 64869.36 | 0 | 0 | -0.12094 | 0 | -0.12094 | 0 | 0.12052 | 0 | 0.12052 | 0 | 0.5277 | 9.2471 | 0.5277 | 9.2471
253040-Comm. AC 240k to 759k | 2.111 | 0.84214 | 5.1644 | 6486.936 | 97304.04 | 0 | 0 | -0.12094 | 0 | -0.12094 | 0 | 0.12052 | 0 | 0.12052 | 0 | 0.5277 | 9.2471 | 0.5277 | 9.2471
253040-Comm. AC 240k to 759k | 3.5183 | 1.4036 | 8.6073 | 10811.56 | 162173.4 | 0 | 0 | -0.12094 | 0 | -0.12094 | 0 | 0.12052 | 0 | 0.12052 | 0 | 0.5277 | 9.2471 | 0.5277 | 9.2471
253040-Comm. AC 240k to 759k | 1.7592 | 0.70178 | 4.3036 | 5405.78 | 81086.7 | 0 | 0 | -0.12094 | 0 | -0.12094 | 0 | 0.12052 | 0 | 0.12052 | 0 | 0.5277 | 9.2471 | 0.5277 | 9.2471
253040-Comm. AC 240k to 759k | 2.111 | 0.84214 | 5.1644 | 6486.936 | 97304.04 | 0 | 0 | -0.12094 | 0 | -0.12094 | 0 | 0.12052 | 0 | 0.12052 | 0 | 0.5277 | 9.2471 | 0.5277 | 9.2471
253040-Comm. AC 240k to 759k | 1.7592 | 0.70178 | 4.3036 | 5405.78 | 81086.7 | 0 | 0 | -0.1201 | 0 | -0.1201 | 0 | 0.12136 | 0 | 0.12136 | 0 | 0.53101 | 9.3051 | 0.53101 | 9.3051
253040-Comm. AC 240k to 759k | 2.111 | 0.84214 | 5.1644 | 6486.936 | 97304.04 | 0 | 0 | -0.12094 | 0 | -0.12094 | 0 | 0.12052 | 0 | 0.12052 | 0 | 0.5277 | 9.2471 | 0.5277 | 9.2471
253040-Comm. AC 240k to 759k | 3.5183 | 1.4036 | 8.6073 | 10811.56 | 162173.4 | 0 | 0 | -0.12094 | 0 | -0.12094 | 0 | 0.12052 | 0 | 0.12052 | 0 | 0.5277 | 9.2471 | 0.5277 | 9.2471
253041-Comm. HP <65k single phase split | 0.46139 | 0.083487 | 0.32312 | 694.0128 | 10410.192 | 0 | 0 | 0.13657 | 0 | 0.13657 | 0 | 0.15307 | 0 | 0.15307 | 0 | 6.3342 | 17.8093 | 6.3342 | 17.8093
253041-Comm. HP <65k single phase split | 0.22585 | 0.090098 | 0.32312 | 694.0128 | 10410.192 | 0 | 0 | 0.10992 | 0 | 0.10992 | 0 | 0.1246 | 0 | 0.1246 | 0 | 5.2183 | 11.9462 | 5.2183 | 11.9462
253041-Comm. HP <65k single phase split | 0.37838 | 0.0048155 | 0.32312 | 694.0128 | 10410.192 | 0 | 0 | 0.12603 | 0 | 0.12603 | 0 | 0.14253 | 0 | 0.14253 | 0 | 5.9227 | 16.6525 | 5.9227 | 16.6525
253041-Comm. HP <65k single phase split | 0.46139 | 0.083487 | 0.32312 | 694.0128 | 10410.192 | 0 | 0 | 0.13657 | 0 | 0.13657 | 0 | 0.15307 | 0 | 0.15307 | 0 | 6.3342 | 17.8093 | 6.3342 | 17.8093
253041-Comm. HP <65k single phase split | 0.33784 | 0.035213 | 0.32312 | 694.0128 | 10410.192 | 0 | 0 | 0.12151 | 0 | 0.12151 | 0 | 0.13801 | 0 | 0.13801 | 0 | 5.7461 | 16.156 | 5.7461 | 16.156
253041-Comm. HP <65k single phase split | 0.45169 | 0.1802 | 0.64624 | 1388.0256 | 20820.384 | 0 | 0 | 0.11037 | 0 | 0.11037 | 0 | 0.12687 | 0 | 0.12687 | 0 | 5.3111 | 14.9328 | 5.3111 | 14.9328
253041-Comm. HP <65k single phase split | 0.46139 | 0.083487 | 0.32312 | 694.0128 | 10410.192 | 0 | 0 | 0.13657 | 0 | 0.13657 | 0 | 0.15307 | 0 | 0.15307 | 0 | 6.3342 | 17.8093 | 6.3342 | 17.8093
253041-Comm. HP <65k single phase split | 0.11292 | 0.045049 | 0.16156 | 347.0064 | 5205.096 | 0 | 0 | 0.11037 | 0 | 0.11037 | 0 | 0.12687 | 0 | 0.12687 | 0 | 5.3111 | 14.9328 | 5.3111 | 14.9328
253041-Comm. HP <65k single phase split | 0.45169 | 0.1802 | 0.64624 | 1388.0256 | 20820.384 | 0 | 0 | 0.11037 | 0 | 0.11037 | 0 | 0.12687 | 0 | 0.12687 | 0 | 5.3111 | 14.9328 | 5.3111 | 14.9328
253042-Comm. HP <65k single phase split | 0.6192 | 0.064538 | 0.69347 | 1271.9904 | 19079.856 | 0 | 0 | 0.12616 | 0 | 0.12616 | 0 | 0.13966 | 0 | 0.13966 | 0 | 7.021 | 19.7405 | 7.021 | 19.7405
253047-Comm. HP <65k three phase split w/o QI | 0.19504 | 0.077809 | 0.23606 | 599.3592 | 8990.388 | 0 | 0 | -0.099021 | 0 | -0.099021 | 0 | 0.12016 | 0 | 0.12016 | 0 | 0.57863 | 8.5974 | 0.57863 | 8.5974
253047-Comm. HP <65k three phase split w/o QI | 0.19504 | 0.077809 | 0.23606 | 599.3592 | 8990.388 | 0 | 0 | -0.099021 | 0 | -0.099021 | 0 | 0.12016 | 0 | 0.12016 | 0 | 0.57863 | 8.5974 | 0.57863 | 8.5974
253047-Comm. HP <65k three phase split w/o QI | 0.26006 | 0.10375 | 0.31475 | 799.1456 | 11987.184 | 0 | 0 | -0.10149 | 0 | -0.10149 | 0 | 0.11347 | 0 | 0.11347 | 0 | 0.57004 | 6.3808 | 0.57004 | 6.3808
253047-Comm. HP <65k three phase split w/o QI | 0.19504 | 0.077809 | 0.23606 | 599.3592 | 8990.388 | 0 | 0 | -0.099021 | 0 | -0.099021 | 0 | 0.12016 | 0 | 0.12016 | 0 | 0.57863 | 8.5974 | 0.57863 | 8.5974
253047-Comm. HP <65k three phase split w/o QI | 0.19504 | 0.077809 | 0.23606 | 599.3592 | 8990.388 | 0 | 0 | -0.099021 | 0 | -0.099021 | 0 | 0.12016 | 0 | 0.12016 | 0 | 0.57863 | 8.5974 | 0.57863 | 8.5974
253047-Comm. HP <65k three phase split w/o QI | 0.19504 | 0.077809 | 0.23606 | 599.3592 | 8990.388 | 0 | 0 | -0.099021 | 0 | -0.099021 | 0 | 0.12016 | 0 | 0.12016 | 0 | 0.57863 | 8.5974 | 0.57863 | 8.5974
253047-Comm. HP <65k three phase split w/o QI | 0.26006 | 0.10375 | 0.31475 | 799.1456 | 11987.184 | 0 | 0 | -0.10149 | 0 | -0.10149 | 0 | 0.11347 | 0 | 0.11347 | 0 | 0.57004 | 6.3808 | 0.57004 | 6.3808
253047-Comm. HP <65k three phase split w/o QI | 0.26006 | 0.10375 | 0.31475 | 799.1456 | 11987.184 | 0 | 0 | -0.10149 | 0 | -0.10149 | 0 | 0.11347 | 0 | 0.11347 | 0 | 0.57004 | 6.3808 | 0.57004 | 6.3808
253047-Comm. HP <65k three phase split w/o QI | 0.26006 | 0.10375 | 0.31475 | 799.1456 | 11987.184 | 0 | 0 | -0.10149 | 0 | -0.10149 | 0 | 0.11347 | 0 | 0.11347 | 0 | 0.57004 | 6.3808 | 0.57004 | 6.3808
253047-Comm. HP <65k three phase split w/o QI | 0.19504 | 0.077809 | 0.23606 | 599.3592 | 8990.388 | 0 | 0 | -0.099021 | 0 | -0.099021 | 0 | 0.12016 | 0 | 0.12016 | 0 | 0.57863 | 8.5974 | 0.57863 | 8.5974
253047-Comm. HP <65k three phase split w/o QI | 0.19504 | 0.077809 | 0.23606 | 599.3592 | 8990.388 | 0 | 0 | -0.099021 | 0 | -0.099021 | 0 | 0.12016 | 0 | 0.12016 | 0 | 0.57863 | 8.5974 | 0.57863 | 8.5974
253047-Comm. HP <65k three phase split w/o QI | 0.19504 | 0.077809 | 0.23606 | 599.3592 | 8990.388 | 0 | 0 | -0.099021 | 0 | -0.099021 | 0 | 0.12016 | 0 | 0.12016 | 0 | 0.57863 | 8.5974 | 0.57863 | 8.5974
253047-Comm. HP <65k three phase split w/o QI | 0.19504 | 0.077809 | 0.23606 | 599.3592 | 8990.388 | 0 | 0 | -0.099021 | 0 | -0.099021 | 0 | 0.12016 | 0 | 0.12016 | 0 | 0.57863 | 8.5974 | 0.57863 | 8.5974
253047-Comm. HP <65k three phase split w/o QI | 0.19504 | 0.077809 | 0.23606 | 599.3592 | 8990.388 | 0 | 0 | -0.099021 | 0 | -0.099021 | 0 | 0.12016 | 0 | 0.12016 | 0 | 0.57863 | 8.5974 | 0.57863 | 8.5974
253047-Comm. HP <65k three phase split w/o QI | 0.32507 | 0.12968 | 0.39344 | 998.932 | 14983.98 | 0 | 0 | -0.10149 | 0 | -0.10149 | 0 | 0.11347 | 0 | 0.11347 | 0 | 0.57004 | 6.3808 | 0.57004 | 6.3808
253047-Comm. HP <65k three phase split w/o QI | 0.26006 | 0.10375 | 0.31475 | 799.1456 | 11987.184 | 0 | 0 | -0.10149 | 0 | -0.10149 | 0 | 0.11347 | 0 | 0.11347 | 0 | 0.57004 | 6.3808 | 0.57004 | 6.3808
253047-Comm. HP <65k three phase split w/o QI | 0.32507 | 0.12968 | 0.39344 | 998.932 | 14983.98 | 0 | 0 | -0.10149 | 0 | -0.10149 | 0 | 0.11347 | 0 | 0.11347 | 0 | 0.57004 | 6.3808 | 0.57004 | 6.3808
253047-Comm. HP <65k three phase split w/o QI | 0.32507 | 0.12968 | 0.39344 | 998.932 | 14983.98 | 0 | 0 | -0.10149 | 0 | -0.10149 | 0 | 0.11347 | 0 | 0.11347 | 0 | 0.57004 | 6.3808 | 0.57004 | 6.3808
253047-Comm. HP <65k three phase split w/o QI | 0.19504 | 0.077809 | 0.23606 | 599.3592 | 8990.388 | 0 | 0 | -0.099021 | 0 | -0.099021 | 0 | 0.12016 | 0 | 0.12016 | 0 | 0.57863 | 8.5974 | 0.57863 | 8.5974
253047-Comm. HP <65k three phase split w/o QI | 0.19504 | 0.077809 | 0.23606 | 599.3592 | 8990.388 | 0 | 0 | -0.099021 | 0 | -0.099021 | 0 | 0.12016 | 0 | 0.12016 | 0 | 0.57863 | 8.5974 | 0.57863 | 8.5974
253047-Comm. HP <65k three phase split w/o QI | 0.19504 | 0.077809 | 0.23606 | 599.3592 | 8990.388 | 0 | 0 | -0.099548 | 0 | -0.099548 | 0 | 0.11753 | 0 | 0.11753 | 0 | 0.57734 | 7.3692 | 0.57734 | 7.3692
253047-Comm. HP <65k three phase split w/o QI | 0.19504 | 0.077809 | 0.23606 | 599.3592 | 8990.388 | 0 | 0 | -0.099021 | 0 | -0.099021 | 0 | 0.12016 | 0 | 0.12016 | 0 | 0.57863 | 8.5974 | 0.57863 | 8.5974
253047-Comm. HP <65k three phase split w/o QI | 0.19504 | 0.077809 | 0.23606 | 599.3592 | 8990.388 | 0 | 0 | -0.099021 | 0 | -0.099021 | 0 | 0.12016 | 0 | 0.12016 | 0 | 0.57863 | 8.5974 | 0.57863 | 8.5974
253047-Comm. HP <65k three phase split w/o QI | 0.19504 | 0.077809 | 0.23606 | 599.3592 | 8990.388 | 0 | 0 | -0.099548 | 0 | -0.099548 | 0 | 0.11753 | 0 | 0.11753 | 0 | 0.57734 | 7.3692 | 0.57734 | 7.3692
253047-Comm. HP <65k three phase split w/o QI | 0.26006 | 0.10375 | 0.31475 | 799.1456 | 11987.184 | 0 | 0 | -0.099021 | 0 | -0.099021 | 0 | 0.12016 | 0 | 0.12016 | 0 | 0.57863 | 8.5974 | 0.57863 | 8.5974
253047-Comm. HP <65k three phase split w/o QI | 0.19504 | 0.077809 | 0.23606 | 599.3592 | 8990.388 | 0 | 0 | -0.099548 | 0 | -0.099548 | 0 | 0.11753 | 0 | 0.11753 | 0 | 0.57734 | 7.3692 | 0.57734 | 7.3692
253047-Comm. HP <65k three phase split w/o QI | 0.26006 | 0.10375 | 0.31475 | 799.1456 | 11987.184 | 0 | 0 | -0.099021 | 0 | -0.099021 | 0 | 0.12016 | 0 | 0.12016 | 0 | 0.57863 | 8.5974 | 0.57863 | 8.5974
253047-Comm. HP <65k three phase split w/o QI | 0.26006 | 0.10375 | 0.31475 | 799.1456 | 11987.184 | 0 | 0 | -0.099021 | 0 | -0.099021 | 0 | 0.12016 | 0 | 0.12016 | 0 | 0.57863 | 8.5974 | 0.57863 | 8.5974
253047-Comm. HP <65k three phase split w/o QI | 0.32507 | 0.12968 | 0.39344 | 998.932 | 14983.98 | 0 | 0 | -0.099021 | 0 | -0.099021 | 0 | 0.12016 | 0 | 0.12016 | 0 | 0.57863 | 8.5974 | 0.57863 | 8.5974
253047-Comm. HP <65k three phase split w/o QI | 0.19504 | 0.077809 | 0.23606 | 599.3592 | 8990.388 | 0 | 0 | -0.099021 | 0 | -0.099021 | 0 | 0.12016 | 0 | 0.12016 | 0 | 0.57863 | 8.5974 | 0.57863 | 8.5974
253047-Comm. HP <65k three phase split w/o QI | 0.32507 | 0.12968 | 0.39344 | 998.932 | 14983.98 | 0 | 0 | -0.099021 | 0 | -0.099021 | 0 | 0.12016 | 0 | 0.12016 | 0 | 0.57863 | 8.5974 | 0.57863 | 8.5974
253047-Comm. HP <65k three phase split w/o QI | 0.32507 | 0.12968 | 0.39344 | 998.932 | 14983.98 | 0 | 0 | -0.099021 | 0 | -0.099021 | 0 | 0.12016 | 0 | 0.12016 | 0 | 0.57863 | 8.5974 | 0.57863 | 8.5974
253047-Comm. HP <65k three phase split w/o QI | 0.32507 | 0.12968 | 0.39344 | 998.932 | 14983.98 | 0 | 0 | -0.099021 | 0 | -0.099021 | 0 | 0.12016 | 0 | 0.12016 | 0 | 0.57863 | 8.5974 | 0.57863 | 8.5974
253048-Comm. HP <65k three phase split w/o QI | 0.31542 | 0.12583 | 0.45285 | 969.2544 | 14538.816 | 0 | 0 | 0.067669 | 0 | 0.067669 | 0 | 0.12209 | 0 | 0.12209 | 0 | 2.0031 | 10.3625 | 2.0031 | 10.3625
253048-Comm. HP <65k three phase split w/o QI | 0.31542 | 0.12583 | 0.45285 | 969.2544 | 14538.816 | 0 | 0 | 0.067669 | 0 | 0.067669 | 0 | 0.12209 | 0 | 0.12209 | 0 | 2.0031 | 10.3625 | 2.0031 | 10.3625
253048-Comm. HP <65k three phase split w/o QI | 0.31542 | 0.12583 | 0.45285 | 969.2544 | 14538.816 | 0 | 0 | 0.067669 | 0 | 0.067669 | 0 | 0.12209 | 0 | 0.12209 | 0 | 2.0031 | 10.3625 | 2.0031 | 10.3625
253048-Comm. HP <65k three phase split w/o QI | 0.31542 | 0.12583 | 0.45285 | 969.2544 | 14538.816 | 0 | 0 | 0.067669 | 0 | 0.067669 | 0 | 0.12209 | 0 | 0.12209 | 0 | 2.0031 | 10.3625 | 2.0031 | 10.3625
253048-Comm. HP <65k three phase split w/o QI | 0.39427 | 0.15729 | 0.56606 | 1211.568 | 18173.52 | 0 | 0 | 0.067669 | 0 | 0.067669 | 0 | 0.12209 | 0 | 0.12209 | 0 | 2.0031 | 10.3625 | 2.0031 | 10.3625
253048-Comm. HP <65k three phase split w/o QI | 0.23656 | 0.094372 | 0.33964 | 726.9408 | 10904.112 | 0 | 0 | 0.067234 | 0 | 0.067234 | 0 | 0.11992 | 0 | 0.11992 | 0 | 1.9903 | 8.8821 | 1.9903 | 8.8821
253048-Comm. HP <65k three phase split w/o QI | 0.39427 | 0.15729 | 0.56606 | 1211.568 | 18173.52 | 0 | 0 | 0.067669 | 0 | 0.067669 | 0 | 0.12209 | 0 | 0.12209 | 0 | 2.0031 | 10.3625 | 2.0031 | 10.3625
253048-Comm. HP <65k three phase split w/o QI | 0.39427 | 0.15729 | 0.56606 | 1211.568 | 18173.52 | 0 | 0 | 0.067669 | 0 | 0.067669 | 0 | 0.12209 | 0 | 0.12209 | 0 | 2.0031 | 10.3625 | 2.0031 | 10.3625
253048-Comm. HP <65k three phase split w/o QI | 0.39427 | 0.15729 | 0.56606 | 1211.568 | 18173.52 | 0 | 0 | 0.067669 | 0 | 0.067669 | 0 | 0.12209 | 0 | 0.12209 | 0 | 2.0031 | 10.3625 | 2.0031 | 10.3625
253048-Comm. HP <65k three phase split w/o QI | 0.23656 | 0.094372 | 0.33964 | 726.9408 | 10904.112 | 0 | 0 | 0.067669 | 0 | 0.067669 | 0 | 0.12209 | 0 | 0.12209 | 0 | 2.0031 | 10.3625 | 2.0031 | 10.3625
253048-Comm. HP <65k three phase split w/o QI | 0.23656 | 0.094372 | 0.33964 | 726.9408 | 10904.112 | 0 | 0 | 0.067669 | 0 | 0.067669 | 0 | 0.12209 | 0 | 0.12209 | 0 | 2.0031 | 10.3625 | 2.0031 | 10.3625
253048-Comm. HP <65k three phase split w/o QI | 0.23656 | 0.094372 | 0.33964 | 726.9408 | 10904.112 | 0 | 0 | 0.067234 | 0 | 0.067234 | 0 | 0.11992 | 0 | 0.11992 | 0 | 1.9903 | 8.8821 | 1.9903 | 8.8821
253048-Comm. HP <65k three phase split w/o QI | 0.23656 | 0.094372 | 0.33964 | 726.9408 | 10904.112 | 0 | 0 | 0.067234 | 0 | 0.067234 | 0 | 0.11992 | 0 | 0.11992 | 0 | 1.9903 | 8.8821 | 1.9903 | 8.8821
253049-Comm. HP <65k three phase unitary | 0.26082 | 0.10405 | 0.37795 | 801.4728 | 12022.092 | 0 | 0 | -0.17195 | 0 | -0.17195 | 0 | 0.11485 | 0 | 0.11485 | 0 | 0.43901 | 6.826 | 0.43901 | 6.826
253049-Comm. HP <65k three phase unitary | 0.26082 | 0.10405 | 0.37795 | 801.4728 | 12022.092 | 0 | 0 | -0.17195 | 0 | -0.17195 | 0 | 0.11485 | 0 | 0.11485 | 0 | 0.43901 | 6.826 | 0.43901 | 6.826
253049-Comm. HP <65k three phase unitary | 0.43469 | 0.17341 | 0.62992 | 1335.788 | 20036.82 | 0 | 0 | -0.17195 | 0 | -0.17195 | 0 | 0.11485 | 0 | 0.11485 | 0 | 0.43901 | 6.826 | 0.43901 | 6.826
253049-Comm. HP <65k three phase unitary | 0.43469 | 0.17341 | 0.62992 | 1335.788 | 20036.82 | 0 | 0 | -0.17195 | 0 | -0.17195 | 0 | 0.11485 | 0 | 0.11485 | 0 | 0.43901 | 6.826 | 0.43901 | 6.826
253049-Comm. HP <65k three phase unitary | 0.26082 | 0.10405 | 0.37795 | 801.4728 | 12022.092 | 0 | 0 | -0.17053 | 0 | -0.17053 | 0 | 0.11626 | 0 | 0.11626 | 0 | 0.44364 | 6.898 | 0.44364 | 6.898
253049-Comm. HP <65k three phase unitary | 0.43469 | 0.17341 | 0.62992 | 1335.788 | 20036.82 | 0 | 0 | -0.17195 | 0 | -0.17195 | 0 | 0.11485 | 0 | 0.11485 | 0 | 0.43901 | 6.826 | 0.43901 | 6.826
253049-Comm. HP <65k three phase unitary | 0.26082 | 0.10405 | 0.37795 | 801.4728 | 12022.092 | 0 | 0 | -0.17053 | 0 | -0.17053 | 0 | 0.11626 | 0 | 0.11626 | 0 | 0.44364 | 6.898 | 0.44364 | 6.898
253049-Comm. HP <65k three phase unitary | 0.34775 | 0.13873 | 0.50393 | 1068.6304 | 16029.456 | 0 | 0 | -0.17195 | 0 | -0.17195 | 0 | 0.11485 | 0 | 0.11485 | 0 | 0.43901 | 6.826 | 0.43901 | 6.826
253049-Comm. HP <65k three phase unitary | 0.26082 | 0.10405 | 0.37795 | 801.4728 | 12022.092 | 0 | 0 | -0.17195 | 0 | -0.17195 | 0 | 0.11485 | 0 | 0.11485 | 0 | 0.43901 | 6.826 | 0.43901 | 6.826
253049-Comm. HP <65k three phase unitary | 0.43469 | 0.17341 | 0.62992 | 1335.788 | 20036.82 | 0 | 0 | -0.17053 | 0 | -0.17053 | 0 | 0.11626 | 0 | 0.11626 | 0 | 0.44364 | 6.898 | 0.44364 | 6.898
253049-Comm. HP <65k three phase unitary | 0.26082 | 0.10405 | 0.37795 | 801.4728 | 12022.092 | 0 | 0 | -0.17195 | 0 | -0.17195 | 0 | 0.11485 | 0 | 0.11485 | 0 | 0.43901 | 6.826 | 0.43901 | 6.826
253049-Comm. HP <65k three phase unitary | 0.43469 | 0.17341 | 0.62992 | 1335.788 | 20036.82 | 0 | 0 | -0.17195 | 0 | -0.17195 | 0 | 0.11485 | 0 | 0.11485 | 0 | 0.43901 | 6.826 | 0.43901 | 6.826
253049-Comm. HP <65k three phase unitary | 0.26082 | 0.10405 | 0.37795 | 801.4728 | 12022.092 | 0 | 0 | -0.17195 | 0 | -0.17195 | 0 | 0.11485 | 0 | 0.11485 | 0 | 0.43901 | 6.826 | 0.43901 | 6.826
253049-Comm. HP <65k three phase unitary | 0.26082 | 0.10405 | 0.37795 | 801.4728 | 12022.092 | 0 | 0 | -0.17195 | 0 | -0.17195 | 0 | 0.11485 | 0 | 0.11485 | 0 | 0.43901 | 6.826 | 0.43901 | 6.826
253049-Comm. HP <65k three phase unitary | 0.43469 | 0.17341 | 0.62992 | 1335.788 | 20036.82 | 0 | 0 | -0.17195 | 0 | -0.17195 | 0 | 0.11485 | 0 | 0.11485 | 0 | 0.43901 | 6.826 | 0.43901 | 6.826
253049-Comm. HP <65k three phase unitary | 0.26082 | 0.10405 | 0.37795 | 801.4728 | 12022.092 | 0 | 0 | -0.17195 | 0 | -0.17195 | 0 | 0.11485 | 0 | 0.11485 | 0 | 0.43901 | 6.826 | 0.43901 | 6.826
253049-Comm. HP <65k three phase unitary | 0.43469 | 0.17341 | 0.62992 | 1335.788 | 20036.82 | 0 | 0 | -0.17195 | 0 | -0.17195 | 0 | 0.11485 | 0 | 0.11485 | 0 | 0.43901 | 6.826 | 0.43901 | 6.826
253049-Comm. HP <65k three phase unitary | 0.26082 | 0.10405 | 0.37795 | 801.4728 | 12022.092 | 0 | 0 | -0.17195 | 0 | -0.17195 | 0 | 0.11485 | 0 | 0.11485 | 0 | 0.43901 | 6.826 | 0.43901 | 6.826
253049-Comm. HP <65k three phase unitary | 0.5202 | 0.05422 | 0.50393 | 1068.6304 | 16029.456 | 0 | 0 | -0.16663 | 0 | -0.16663 | 0 | 0.12016 | 0 | 0.12016 | 0 | 0.45635 | 7.0956 | 0.45635 | 7.0956
253049-Comm. HP <65k three phase unitary | 0.65025 | 0.067775 | 0.62992 | 1335.788 | 20036.82 | 0 | 0 | -0.16663 | 0 | -0.16663 | 0 | 0.12016 | 0 | 0.12016 | 0 | 0.45635 | 7.0956 | 0.45635 | 7.0956
253049-Comm. HP <65k three phase unitary | 0.39015 | 0.040665 | 0.37795 | 801.4728 | 12022.092 | 0 | 0 | -0.16663 | 0 | -0.16663 | 0 | 0.12016 | 0 | 0.12016 | 0 | 0.45635 | 7.0956 | 0.45635 | 7.0956
253049-Comm. HP <65k three phase unitary | 0.39015 | 0.040665 | 0.37795 | 801.4728 | 12022.092 | 0 | 0 | -0.16663 | 0 | -0.16663 | 0 | 0.12016 | 0 | 0.12016 | 0 | 0.45635 | 7.0956 | 0.45635 | 7.0956
253049-Comm. HP <65k three phase unitary | 0.39015 | 0.040665 | 0.37795 | 801.4728 | 12022.092 | 0 | 0 | -0.16663 | 0 | -0.16663 | 0 | 0.12016 | 0 | 0.12016 | 0 | 0.45635 | 7.0956 | 0.45635 | 7.0956
253049-Comm. HP <65k three phase unitary | 0.39015 | 0.040665 | 0.37795 | 801.4728 | 12022.092 | 0 | 0 | -0.16663 | 0 | -0.16663 | 0 | 0.12016 | 0 | 0.12016 | 0 | 0.45635 | 7.0956 | 0.45635 | 7.0956
253049-Comm. HP <65k three phase unitary | 0.39015 | 0.040665 | 0.37795 | 801.4728 | 12022.092 | 0 | 0 | -0.16663 | 0 | -0.16663 | 0 | 0.12016 | 0 | 0.12016 | 0 | 0.45635 | 7.0956 | 0.45635 | 7.0956
253049-Comm. HP <65k three phase unitary | 0.65025 | 0.067775 | 0.62992 | 1335.788 | 20036.82 | 0 | 0 | -0.16663 | 0 | -0.16663 | 0 | 0.12016 | 0 | 0.12016 | 0 | 0.45635 | 7.0956 | 0.45635 | 7.0956
253049-Comm. HP <65k three phase unitary | 0.5202 | 0.05422 | 0.50393 | 1068.6304 | 16029.456 | 0 | 0 | -0.16663 | 0 | -0.16663 | 0 | 0.12016 | 0 | 0.12016 | 0 | 0.45635 | 7.0956 | 0.45635 | 7.0956
253049-Comm. HP <65k three phase unitary | 0.34775 | 0.13873 | 0.50393 | 1068.6304 | 16029.456 | 0 | 0 | -0.17053 | 0 | -0.17053 | 0 | 0.11626 | 0 | 0.11626 | 0 | 0.44364 | 6.898 | 0.44364 | 6.898
253049-Comm. HP <65k three phase unitary | 0.34775 | 0.13873 | 0.50393 | 1068.6304 | 16029.456 | 0 | 0 | -0.17053 | 0 | -0.17053 | 0 | 0.11626 | 0 | 0.11626 | 0 | 0.44364 | 6.898 | 0.44364 | 6.898
253049-Comm. HP <65k three phase unitary | 0.43469 | 0.17341 | 0.62992 | 1335.788 | 20036.82 | 0 | 0 | -0.17053 | 0 | -0.17053 | 0 | 0.11626 | 0 | 0.11626 | 0 | 0.44364 | 6.898 | 0.44364 | 6.898
253049-Comm. HP <65k three phase unitary | 0.65025 | 0.067775 | 0.62992 | 1335.788 | 20036.82 | 0 | 0 | -0.16663 | 0 | -0.16663 | 0 | 0.12016 | 0 | 0.12016 | 0 | 0.45635 | 7.0956 | 0.45635 | 7.0956
253049-Comm. HP <65k three phase unitary | 0.39015 | 0.040665 | 0.37795 | 801.4728 | 12022.092 | 0 | 0 | -0.16663 | 0 | -0.16663 | 0 | 0.12016 | 0 | 0.12016 | 0 | 0.45635 | 7.0956 | 0.45635 | 7.0956
253049-Comm. HP <65k three phase unitary | 0.65025 | 0.067775 | 0.62992 | 1335.788 | 20036.82 | 0 | 0 | -0.16663 | 0 | -0.16663 | 0 | 0.12016 | 0 | 0.12016 | 0 | 0.45635 | 7.0956 | 0.45635 | 7.0956
253049-Comm. HP <65k three phase unitary | 0.32216 | 0.042247 | 0.37795 | 801.4728 | 12022.092 | 0 | 0 | -0.16774 | 0 | -0.16774 | 0 | 0.11905 | 0 | 0.11905 | 0 | 0.45272 | 7.0392 | 0.45272 | 7.0392
253049-Comm. HP <65k three phase unitary | 0.65025 | 0.067775 | 0.62992 | 1335.788 | 20036.82 | 0 | 0 | -0.16663 | 0 | -0.16663 | 0 | 0.12016 | 0 | 0.12016 | 0 | 0.45635 | 7.0956 | 0.45635 | 7.0956
253049-Comm. HP <65k three phase unitary | 0.34775 | 0.13873 | 0.50393 | 1068.6304 | 16029.456 | 0 | 0 | -0.17053 | 0 | -0.17053 | 0 | 0.11626 | 0 | 0.11626 | 0 | 0.44364 | 6.898 | 0.44364 | 6.898
253049-Comm. HP <65k three phase unitary | 0.65025 | 0.067775 | 0.62992 | 1335.788 | 20036.82 | 0 | 0 | -0.16663 | 0 | -0.16663 | 0 | 0.12016 | 0 | 0.12016 | 0 | 0.45635 | 7.0956 | 0.45635 | 7.0956
253049-Comm. HP <65k three phase unitary | 0.65025 | 0.067775 | 0.62992 | 1335.788 | 20036.82 | 0 | 0 | -0.16663 | 0 | -0.16663 | 0 | 0.12016 | 0 | 0.12016 | 0 | 0.45635 | 7.0956 | 0.45635 | 7.0956
253049-Comm. HP <65k three phase unitary | 0.65025 | 0.067775 | 0.62992 | 1335.788 | 20036.82 | 0 | 0 | -0.16663 | 0 | -0.16663 | 0 | 0.12016 | 0 | 0.12016 | 0 | 0.45635 | 7.0956 | 0.45635 | 7.0956
253049-Comm. HP <65k three phase unitary | 0.65025 | 0.067775 | 0.62992 | 1335.788 | 20036.82 | 0 | 0 | -0.16663 | 0 | -0.16663 | 0 | 0.12016 | 0 | 0.12016 | 0 | 0.45635 | 7.0956 | 0.45635 | 7.0956
253049-Comm. HP <65k three phase unitary | 0.65025 | 0.067775 | 0.62992 | 1335.788 | 20036.82 | 0 | 0 | -0.16663 | 0 | -0.16663 | 0 | 0.12016 | 0 | 0.12016 | 0 | 0.45635 | 7.0956 | 0.45635 | 7.0956
253049-Comm. HP <65k three phase unitary | 0.65025 | 0.067775 | 0.62992 | 1335.788 | 20036.82 | 0 | 0 | -0.16663 | 0 | -0.16663 | 0 | 0.12016 | 0 | 0.12016 | 0 | 0.45635 | 7.0956 | 0.45635 | 7.0956
253049-Comm. HP <65k three phase unitary | 0.65025 | 0.067775 | 0.62992 | 1335.788 | 20036.82 | 0 | 0 | -0.16663 | 0 | -0.16663 | 0 | 0.12016 | 0 | 0.12016 | 0 | 0.45635 | 7.0956 | 0.45635 | 7.0956
253049-Comm. HP <65k three phase unitary | 0.65025 | 0.067775 | 0.62992 | 1335.788 | 20036.82 | 0 | 0 | -0.16663 | 0 | -0.16663 | 0 | 0.12016 | 0 | 0.12016 | 0 | 0.45635 | 7.0956 | 0.45635 | 7.0956
253049-Comm. HP <65k three phase unitary | 0.65025 | 0.067775 | 0.62992 | 1335.788 | 20036.82 | 0 | 0 | -0.16663 | 0 | -0.16663 | 0 | 0.12016 | 0 | 0.12016 | 0 | 0.45635 | 7.0956 | 0.45635 | 7.0956
253049-Comm. HP <65k three phase unitary | 0.65025 | 0.067775 | 0.62992 | 1335.788 | 20036.82 | 0 | 0 | -0.16663 | 0 | -0.16663 | 0 | 0.12016 | 0 | 0.12016 | 0 | 0.45635 | 7.0956 | 0.45635 | 7.0956
253049-Comm. HP <65k three phase unitary | 0.65025 | 0.067775 | 0.62992 | 1335.788 | 20036.82 | 0 | 0 | -0.16663 | 0 | -0.16663 | 0 | 0.12016 | 0 | 0.12016 | 0 | 0.45635 | 7.0956 | 0.45635 | 7.0956
253049-Comm. HP <65k three phase unitary | 0.65025 | 0.067775 | 0.62992 | 1335.788 | 20036.82 | 0 | 0 | -0.16663 | 0 | -0.16663 | 0 | 0.12016 | 0 | 0.12016 | 0 | 0.45635 | 7.0956 | 0.45635 | 7.0956
253050-Comm. HP <65k three phase unitary | 0.32538 | 0.1298 | 0.54038 | 999.8688 | 14998.032 | 0 | 0 | -0.11196 | 0 | -0.11196 | 0 | 0.11793 | 0 | 0.11793 | 0 | 0.5443 | 8.463 | 0.5443 | 8.463
253050-Comm. HP <65k three phase unitary | 0.32538 | 0.1298 | 0.54038 | 999.8688 | 14998.032 | 0 | 0 | -0.11196 | 0 | -0.11196 | 0 | 0.11793 | 0 | 0.11793 | 0 | 0.5443 | 8.463 | 0.5443 | 8.463
253050-Comm. HP <65k three phase unitary | 0.32538 | 0.1298 | 0.54038 | 999.8688 | 14998.032 | 0 | 0 | -0.11196 | 0 | -0.11196 | 0 | 0.11793 | 0 | 0.11793 | 0 | 0.5443 | 8.463 | 0.5443 | 8.463
253050-Comm. HP <65k three phase unitary | 0.43384 | 0.17307 | 0.72051 | 1333.1584 | 19997.376 | 0 | 0 | -0.11196 | 0 | -0.11196 | 0 | 0.11793 | 0 | 0.11793 | 0 | 0.5443 | 8.463 | 0.5443 | 8.463
253050-Comm. HP <65k three phase unitary | 0.43384 | 0.17307 | 0.72051 | 1333.1584 | 19997.376 | 0 | 0 | -0.11196 | 0 | -0.11196 | 0 | 0.11793 | 0 | 0.11793 | 0 | 0.5443 | 8.463 | 0.5443 | 8.463
253050-Comm. HP <65k three phase unitary | 0.5423 | 0.21634 | 0.90063 | 1666.448 | 24996.72 | 0 | 0 | -0.11196 | 0 | -0.11196 | 0 | 0.11793 | 0 | 0.11793 | 0 | 0.5443 | 8.463 | 0.5443 | 8.463
253050-Comm. HP <65k three phase unitary | 0.32538 | 0.1298 | 0.54038 | 999.8688 | 14998.032 | 0 | 0 | -0.11196 | 0 | -0.11196 | 0 | 0.11793 | 0 | 0.11793 | 0 | 0.5443 | 8.463 | 0.5443 | 8.463
253050-Comm. HP <65k three phase unitary | 0.43384 | 0.17307 | 0.72051 | 1333.1584 | 19997.376 | 0 | 0 | -0.11196 | 0 | -0.11196 | 0 | 0.11793 | 0 | 0.11793 | 0 | 0.5443 | 8.463 | 0.5443 | 8.463
253050-Comm. HP <65k three phase unitary | 0.32538 | 0.1298 | 0.54038 | 999.8688 | 14998.032 | 0 | 0 | -0.11196 | 0 | -0.11196 | 0 | 0.11793 | 0 | 0.11793 | 0 | 0.5443 | 8.463 | 0.5443 | 8.463
253050-Comm. HP <65k three phase unitary | 0.81121 | 0.084552 | 0.90063 | 1666.448 | 24996.72 | 0 | 0 | -0.098571 | 0 | -0.098571 | 0 | 0.13132 | 0 | 0.13132 | 0 | 0.5988 | 9.3104 | 0.5988 | 9.3104
253050-Comm. HP <65k three phase unitary | 0.43384 | 0.17307 | 0.72051 | 1333.1584 | 19997.376 | 0 | 0 | -0.11196 | 0 | -0.11196 | 0 | 0.11793 | 0 | 0.11793 | 0 | 0.5443 | 8.463 | 0.5443 | 8.463
253050-Comm. HP <65k three phase unitary | 0.43384 | 0.17307 | 0.72051 | 1333.1584 | 19997.376 | 0 | 0 | -0.11196 | 0 | -0.11196 | 0 | 0.11793 | 0 | 0.11793 | 0 | 0.5443 | 8.463 | 0.5443 | 8.463
253050-Comm. HP <65k three phase unitary | 0.43384 | 0.17307 | 0.72051 | 1333.1584 | 19997.376 | 0 | 0 | -0.11196 | 0 | -0.11196 | 0 | 0.11793 | 0 | 0.11793 | 0 | 0.5443 | 8.463 | 0.5443 | 8.463
253050-Comm. HP <65k three phase unitary | 0.5423 | 0.21634 | 0.90063 | 1666.448 | 24996.72 | 0 | 0 | -0.11196 | 0 | -0.11196 | 0 | 0.11793 | 0 | 0.11793 | 0 | 0.5443 | 8.463 | 0.5443 | 8.463
253050-Comm. HP <65k three phase unitary | 0.43384 | 0.17307 | 0.72051 | 1333.1584 | 19997.376 | 0 | 0 | -0.11056 | 0 | -0.11056 | 0 | 0.11933 | 0 | 0.11933 | 0 | 0.55001 | 8.5518 | 0.55001 | 8.5518
253050-Comm. HP <65k three phase unitary | 0.43384 | 0.17307 | 0.72051 | 1333.1584 | 19997.376 | 0 | 0 | -0.11056 | 0 | -0.11056 | 0 | 0.11933 | 0 | 0.11933 | 0 | 0.55001 | 8.5518 | 0.55001 | 8.5518
253050-Comm. HP <65k three phase unitary | 0.43384 | 0.17307 | 0.72051 | 1333.1584 | 19997.376 | 0 | 0 | -0.11056 | 0 | -0.11056 | 0 | 0.11933 | 0 | 0.11933 | 0 | 0.55001 | 8.5518 | 0.55001 | 8.5518
253050-Comm. HP <65k three phase unitary | 0.43384 | 0.17307 | 0.72051 | 1333.1584 | 19997.376 | 0 | 0 | -0.11056 | 0 | -0.11056 | 0 | 0.11933 | 0 | 0.11933 | 0 | 0.55001 | 8.5518 | 0.55001 | 8.5518
253050-Comm. HP <65k three phase unitary | 0.43384 | 0.17307 | 0.72051 | 1333.1584 | 19997.376 | 0 | 0 | -0.11056 | 0 | -0.11056 | 0 | 0.11933 | 0 | 0.11933 | 0 | 0.55001 | 8.5518 | 0.55001 | 8.5518
253050-Comm. HP <65k three phase unitary | 0.5423 | 0.21634 | 0.90063 | 1666.448 | 24996.72 | 0 | 0 | -0.11056 | 0 | -0.11056 | 0 | 0.11933 | 0 | 0.11933 | 0 | 0.55001 | 8.5518 | 0.55001 | 8.5518
253050-Comm. HP <65k three phase unitary | 0.5423 | 0.21634 | 0.90063 | 1666.448 | 24996.72 | 0 | 0 | -0.11056 | 0 | -0.11056 | 0 | 0.11933 | 0 | 0.11933 | 0 | 0.55001 | 8.5518 | 0.55001 | 8.5518
253050-Comm. HP <65k three phase unitary | 0.5423 | 0.21634 | 0.90063 | 1666.448 | 24996.72 | 0 | 0 | -0.11056 | 0 | -0.11056 | 0 | 0.11933 | 0 | 0.11933 | 0 | 0.55001 | 8.5518 | 0.55001 | 8.5518
253050-Comm. HP <65k three phase unitary | 0.43384 | 0.17307 | 0.72051 | 1333.1584 | 19997.376 | 0 | 0 | -0.11056 | 0 | -0.11056 | 0 | 0.11933 | 0 | 0.11933 | 0 | 0.55001 | 8.5518 | 0.55001 | 8.5518
253050-Comm. HP <65k three phase unitary | 0.43384 | 0.17307 | 0.72051 | 1333.1584 | 19997.376 | 0 | 0 | -0.11056 | 0 | -0.11056 | 0 | 0.11933 | 0 | 0.11933 | 0 | 0.55001 | 8.5518 | 0.55001 | 8.5518
253050-Comm. HP <65k three phase unitary | 0.32538 | 0.1298 | 0.54038 | 999.8688 | 14998.032 | 0 | 0 | -0.11056 | 0 | -0.11056 | 0 | 0.11933 | 0 | 0.11933 | 0 | 0.55001 | 8.5518 | 0.55001 | 8.5518
253050-Comm. HP <65k three phase unitary | 0.43384 | 0.17307 | 0.72051 | 1333.1584 | 19997.376 | 0 | 0 | -0.11056 | 0 | -0.11056 | 0 | 0.11933 | 0 | 0.11933 | 0 | 0.55001 | 8.5518 | 0.55001 | 8.5518
253050-Comm. HP <65k three phase unitary | 0.32538 | 0.1298 | 0.54038 | 999.8688 | 14998.032 | 0 | 0 | -0.11056 | 0 | -0.11056 | 0 | 0.11933 | 0 | 0.11933 | 0 | 0.55001 | 8.5518 | 0.55001 | 8.5518
253050-Comm. HP <65k three phase unitary | 0.5423 | 0.21634 | 0.90063 | 1666.448 | 24996.72 | 0 | 0 | -0.11056 | 0 | -0.11056 | 0 | 0.11933 | 0 | 0.11933 | 0 | 0.55001 | 8.5518 | 0.55001 | 8.5518
253050-Comm. HP <65k three phase unitary | 0.32538 | 0.1298 | 0.54038 | 999.8688 | 14998.032 | 0 | 0 | -0.11056 | 0 | -0.11056 | 0 | 0.11933 | 0 | 0.11933 | 0 | 0.55001 | 8.5518 | 0.55001 | 8.5518
253050-Comm. HP <65k three phase unitary | 0.5423 | 0.21634 | 0.90063 | 1666.448 | 24996.72 | 0 | 0 | -0.11056 | 0 | -0.11056 | 0 | 0.11933 | 0 | 0.11933 | 0 | 0.55001 | 8.5518 | 0.55001 | 8.5518
253050-Comm. HP <65k three phase unitary | 0.5423 | 0.21634 | 0.90063 | 1666.448 | 24996.72 | 0 | 0 | -0.11056 | 0 | -0.11056 | 0 | 0.11933 | 0 | 0.11933 | 0 | 0.55001 | 8.5518 | 0.55001 | 8.5518
253050-Comm. HP <65k three phase unitary | 0.5423 | 0.21634 | 0.90063 | 1666.448 | 24996.72 | 0 | 0 | -0.11056 | 0 | -0.11056 | 0 | 0.11933 | 0 | 0.11933 | 0 | 0.55001 | 8.5518 | 0.55001 | 8.5518
253050-Comm. HP <65k three phase unitary | 0.5423 | 0.21634 | 0.90063 | 1666.448 | 24996.72 | 0 | 0 | -0.11056 | 0 | -0.11056 | 0 | 0.11933 | 0 | 0.11933 | 0 | 0.55001 | 8.5518 | 0.55001 | 8.5518
253050-Comm. HP <65k three phase unitary | 0.5423 | 0.21634 | 0.90063 | 1666.448 | 24996.72 | 0 | 0 | -0.11056 | 0 | -0.11056 | 0 | 0.11933 | 0 | 0.11933 | 0 | 0.55001 | 8.5518 | 0.55001 | 8.5518
253050-Comm. HP <65k three phase unitary | 0.5423 | 0.21634 | 0.90063 | 1666.448 | 24996.72 | 0 | 0 | -0.11056 | 0 | -0.11056 | 0 | 0.11933 | 0 | 0.11933 | 0 | 0.55001 | 8.5518 | 0.55001 | 8.5518
253050-Comm. HP <65k three phase unitary | 0.5423 | 0.21634 | 0.90063 | 1666.448 | 24996.72 | 0 | 0 | -0.11056 | 0 | -0.11056 | 0 | 0.11933 | 0 | 0.11933 | 0 | 0.55001 | 8.5518 | 0.55001 | 8.5518
253050-Comm. HP <65k three phase unitary | 0.5423 | 0.21634 | 0.90063 | 1666.448 | 24996.72 | 0 | 0 | -0.11056 | 0 | -0.11056 | 0 | 0.11933 | 0 | 0.11933 | 0 | 0.55001 | 8.5518 | 0.55001 | 8.5518
253050-Comm. HP <65k three phase unitary | 0.43384 | 0.17307 | 0.72051 | 1333.1584 | 19997.376 | 0 | 0 | -0.11056 | 0 | -0.11056 | 0 | 0.11933 | 0 | 0.11933 | 0 | 0.55001 | 8.5518 | 0.55001 | 8.5518
253050-Comm. HP <65k three phase unitary | 0.43384 | 0.17307 | 0.72051 | 1333.1584 | 19997.376 | 0 | 0 | -0.11056 | 0 | -0.11056 | 0 | 0.11933 | 0 | 0.11933 | 0 | 0.55001 | 8.5518 | 0.55001 | 8.5518
253050-Comm. HP <65k three phase unitary | 0.32538 | 0.1298 | 0.54038 | 999.8688 | 14998.032 | 0 | 0 | -0.11056 | 0 | -0.11056 | 0 | 0.11933 | 0 | 0.11933 | 0 | 0.55001 | 8.5518 | 0.55001 | 8.5518
253050-Comm. HP <65k three phase unitary | 0.32538 | 0.1298 | 0.54038 | 999.8688 | 14998.032 | 0 | 0 | -0.11056 | 0 | -0.11056 | 0 | 0.11933 | 0 | 0.11933 | 0 | 0.55001 | 8.5518 | 0.55001 | 8.5518
253051-Comm. HP 65k to 134k | 0.59542 | 0.23753 | 0.87895 | 1829.6768 | 27445.152 | 0 | 0 | -0.1965 | 0 | -0.1965 | 0 | 0.12377 | 0 | 0.12377 | 0 | 0.40645 | 12.4664 | 0.40645 | 12.4664
253051-Comm. HP 65k to 134k | 0.59542 | 0.23753 | 0.87895 | 1829.6768 | 27445.152 | 0 | 0 | -0.1965 | 0 | -0.1965 | 0 | 0.12377 | 0 | 0.12377 | 0 | 0.40645 | 12.4664 | 0.40645 | 12.4664
253051-Comm. HP 65k to 134k | 0.59542 | 0.23753 | 0.87895 | 1829.6768 | 27445.152 | 0 | 0 | -0.1965 | 0 | -0.1965 | 0 | 0.12377 | 0 | 0.12377 | 0 | 0.40645 | 12.4664 | 0.40645 | 12.4664
253051-Comm. HP 65k to 134k | 0.51036 | 0.2036 | 0.75339 | 1568.2944 | 23524.416 | 0 | 0 | -0.19635 | 0 | -0.19635 | 0 | 0.12448 | 0 | 0.12448 | 0 | 0.40663 | 13.3569 | 0.40663 | 13.3569
253051-Comm. HP 65k to 134k | 0.59542 | 0.23753 | 0.87895 | 1829.6768 | 27445.152 | 0 | 0 | -0.1965 | 0 | -0.1965 | 0 | 0.12377 | 0 | 0.12377 | 0 | 0.40645 | 12.4664 | 0.40645 | 12.4664
253057-Comm. AC <65k single phase split ER to code | 0.10466 | 0.04175 | 0.2656 | 321.6 | 1608 | 0 | 0 | 0.10737 | 0 | 0.10737 | 0 | -0.0038234 | 0 | -0.0038234 | 0 | 4.8625 | 0.97249 | 4.8625 | 0.97249
253057-Comm. AC <65k single phase split ER to code | 0.10466 | 0.04175 | 0.2656 | 321.6 | 1608 | 0 | 0 | 0.10737 | 0 | 0.10737 | 0 | -0.0038234 | 0 | -0.0038234 | 0 | 4.8625 | 0.97249 | 4.8625 | 0.97249
253058-Comm. AC <65k single phase split ER to code | 0.64411 | 0.27646 | 1.496 | 1656 | 8280 | 0 | 0 | 0.13235 | 0 | 0.13235 | 0 | 0.078368 | 0 | 0.078368 | 0 | 10.8069 | 2.1614 | 10.8069 | 2.1614
253058-Comm. AC <65k single phase split ER to code | 0.64411 | 0.27646 | 1.496 | 1656 | 8280 | 0 | 0 | 0.13235 | 0 | 0.13235 | 0 | 0.078368 | 0 | 0.078368 | 0 | 10.8069 | 2.1614 | 10.8069 | 2.1614
253058-Comm. AC <65k single phase split ER to code | 0.64411 | 0.27646 | 1.496 | 1656 | 8280 | 0 | 0 | 0.13235 | 0 | 0.13235 | 0 | 0.078368 | 0 | 0.078368 | 0 | 10.8069 | 2.1614 | 10.8069 | 2.1614
253059-Comm. AC <65k single phase split ER above code | 0.55455 | 0.057801 | 1.136 | 1139.2 | 17088 | 0 | 0 | -0.045838 | 0 | -0.045838 | 0 | 0.13232 | 0 | 0.13232 | 0 | 0.76244 | 9.9448 | 0.76244 | 9.9448
253059-Comm. AC <65k single phase split ER above code | 0.10466 | 0.04175 | 0.2656 | 321.6 | 4824 | 0 | 0 | -0.21645 | 0 | -0.21645 | 0 | 0.056376 | 0 | 0.056376 | 0 | 0.38583 | 1.7082 | 0.38583 | 1.7082
253059-Comm. AC <65k single phase split ER above code | 0.26164 | 0.10438 | 0.664 | 804 | 12060 | 0 | 0 | -0.21327 | 0 | -0.21327 | 0 | 0.072296 | 0 | 0.072296 | 0 | 0.38935 | 2.1353 | 0.38935 | 2.1353
253059-Comm. AC <65k single phase split ER above code | 0.26164 | 0.10438 | 0.664 | 804 | 12060 | 0 | 0 | -0.21327 | 0 | -0.21327 | 0 | 0.072296 | 0 | 0.072296 | 0 | 0.38935 | 2.1353 | 0.38935 | 2.1353
253059-Comm. AC <65k single phase split ER above code | 0.052328 | 0.020875 | 0.1328 | 160.8 | 2412 | 0 | 0 | -0.21327 | 0 | -0.21327 | 0 | 0.072296 | 0 | 0.072296 | 0 | 0.38935 | 2.1353 | 0.38935 | 2.1353
253059-Comm. AC <65k single phase split ER above code | 0.26164 | 0.10438 | 0.664 | 804 | 12060 | 0 | 0 | -0.21327 | 0 | -0.21327 | 0 | 0.072296 | 0 | 0.072296 | 0 | 0.38935 | 2.1353 | 0.38935 | 2.1353
253059-Comm. AC <65k single phase split ER above code | 0.26164 | 0.10438 | 0.664 | 804 | 12060 | 0 | 0 | -0.21327 | 0 | -0.21327 | 0 | 0.072296 | 0 | 0.072296 | 0 | 0.38935 | 2.1353 | 0.38935 | 2.1353
253059-Comm. AC <65k single phase split ER above code | 0.20931 | 0.083501 | 0.5312 | 643.2 | 9648 | 0 | 0 | -0.20577 | 0 | -0.20577 | 0 | 0.10978 | 0 | 0.10978 | 0 | 0.39789 | 5.1898 | 0.39789 | 5.1898
253059-Comm. AC <65k single phase split ER above code | 0.26164 | 0.10438 | 0.664 | 804 | 12060 | 0 | 0 | -0.20577 | 0 | -0.20577 | 0 | 0.10978 | 0 | 0.10978 | 0 | 0.39789 | 5.1898 | 0.39789 | 5.1898
253059-Comm. AC <65k single phase split ER above code | 0.089076 | 0.035535 | 0.18727 | 273.7248 | 4105.872 | 0 | 0 | -0.070455 | 0 | -0.070455 | 0 | 0.0973 | 0 | 0.0973 | 0 | 0.65659 | 3.6009 | 0.65659 | 3.6009
253060-Comm. AC <65k single phase split ER above code | 0.4634 | 0.18487 | 1.42 | 1424 | 21360 | 0 | 0 | -0.062056 | 0 | -0.062056 | 0 | 0.099175 | 0 | 0.099175 | 0 | 0.68529 | 3.7583 | 0.68529 | 3.7583
253061-Comm. AC <65k single phase unitary ER | 0.28504 | 0.11371 | 0.599 | 875.9256 | 13138.884 | 0 | 0 | -0.10745 | 0 | -0.10745 | 0 | 0.10405 | 0 | 0.10405 | 0 | 0.55628 | 4.3932 | 0.55628 | 4.3932
253061-Comm. AC <65k single phase unitary ER | 0.28504 | 0.11371 | 0.599 | 875.9256 | 13138.884 | 0 | 0 | -0.10745 | 0 | -0.10745 | 0 | 0.10405 | 0 | 0.10405 | 0 | 0.55628 | 4.3932 | 0.55628 | 4.3932
253061-Comm. AC <65k single phase unitary ER | 0.28504 | 0.11371 | 0.599 | 875.9256 | 13138.884 | 0 | 0 | -0.10745 | 0 | -0.10745 | 0 | 0.10405 | 0 | 0.10405 | 0 | 0.55628 | 4.3932 | 0.55628 | 4.3932
253061-Comm. AC <65k single phase unitary ER | 0.39138 | 0.040793 | 0.664 | 804 | 12060 | 0 | 0 | -0.29983 | 0 | -0.29983 | 0 | 0.084196 | 0 | 0.084196 | 0 | 0.31811 | 2.5122 | 0.31811 | 2.5122
253061-Comm. AC <65k single phase unitary ER | 0.15698 | 0.062626 | 0.3984 | 482.4 | 7236 | 0 | 0 | -0.30559 | 0 | -0.30559 | 0 | 0.071021 | 0 | 0.071021 | 0 | 0.30795 | 2.0934 | 0.30795 | 2.0934
253061-Comm. AC <65k single phase unitary ER | 0.15698 | 0.062626 | 0.3984 | 482.4 | 7236 | 0 | 0 | -0.29794 | 0 | -0.29794 | 0 | 0.11491 | 0 | 0.11491 | 0 | 0.31112 | 6.8475 | 0.31112 | 6.8475
253061-Comm. AC <65k single phase unitary ER | 0.39138 | 0.040793 | 0.664 | 804 | 12060 | 0 | 0 | -0.29983 | 0 | -0.29983 | 0 | 0.084196 | 0 | 0.084196 | 0 | 0.31811 | 2.5122 | 0.31811 | 2.5122
253061-Comm. AC <65k single phase unitary ER | 0.10466 | 0.04175 | 0.2656 | 321.6 | 4824 | 0 | 0 | -0.30651 | 0 | -0.30651 | 0 | 0.066381 | 0 | 0.066381 | 0 | 0.3073 | 1.9538 | 0.3073 | 1.9538
253061-Comm. AC <65k single phase unitary ER | 0.39138 | 0.040793 | 0.664 | 804 | 12060 | 0 | 0 | -0.29983 | 0 | -0.29983 | 0 | 0.084196 | 0 | 0.084196 | 0 | 0.31811 | 2.5122 | 0.31811 | 2.5122
253061-Comm. AC <65k single phase unitary ER | 0.20931 | 0.083501 | 0.5312 | 643.2 | 9648 | 0 | 0 | -0.30373 | 0 | -0.30373 | 0 | 0.080301 | 0 | 0.080301 | 0 | 0.30925 | 2.4423 | 0.30925 | 2.4423
253061-Comm. AC <65k single phase unitary ER | 0.15698 | 0.062626 | 0.3984 | 482.4 | 7236 | 0 | 0 | -0.30559 | 0 | -0.30559 | 0 | 0.071021 | 0 | 0.071021 | 0 | 0.30795 | 2.0934 | 0.30795 | 2.0934
253061-Comm. AC <65k single phase unitary ER | 0.10466 | 0.04175 | 0.2656 | 321.6 | 4824 | 0 | 0 | -0.29893 | 0 | -0.29893 | 0 | 0.11 | 0 | 0.11 | 0 | 0.31041 | 5.478 | 0.31041 | 5.478
253061-Comm. AC <65k single phase unitary ER | 0.32317 | 0.04238 | 0.664 | 804 | 12060 | 0 | 0 | -0.30095 | 0 | -0.30095 | 0 | 0.083085 | 0 | 0.083085 | 0 | 0.31558 | 2.4923 | 0.31558 | 2.4923
253061-Comm. AC <65k single phase unitary ER | 0.12927 | 0.016952 | 0.2656 | 321.6 | 4824 | 0 | 0 | -0.30095 | 0 | -0.30095 | 0 | 0.083085 | 0 | 0.083085 | 0 | 0.31558 | 2.4923 | 0.31558 | 2.4923
253061-Comm. AC <65k single phase unitary ER | 0.12927 | 0.016952 | 0.2656 | 321.6 | 4824 | 0 | 0 | -0.30095 | 0 | -0.30095 | 0 | 0.083085 | 0 | 0.083085 | 0 | 0.31558 | 2.4923 | 0.31558 | 2.4923
253061-Comm. AC <65k single phase unitary ER | 0.12927 | 0.016952 | 0.2656 | 321.6 | 4824 | 0 | 0 | -0.30095 | 0 | -0.30095 | 0 | 0.083085 | 0 | 0.083085 | 0 | 0.31558 | 2.4923 | 0.31558 | 2.4923
253061-Comm. AC <65k single phase unitary ER | 0.12927 | 0.016952 | 0.2656 | 321.6 | 4824 | 0 | 0 | -0.30095 | 0 | -0.30095 | 0 | 0.083085 | 0 | 0.083085 | 0 | 0.31558 | 2.4923 | 0.31558 | 2.4923
253061-Comm. AC <65k single phase unitary ER | 0.12927 | 0.016952 | 0.2656 | 321.6 | 4824 | 0 | 0 | -0.30095 | 0 | -0.30095 | 0 | 0.083085 | 0 | 0.083085 | 0 | 0.31558 | 2.4923 | 0.31558 | 2.4923
253061-Comm. AC <65k single phase unitary ER | 0.12927 | 0.016952 | 0.2656 | 321.6 | 4824 | 0 | 0 | -0.30373 | 0 | -0.30373 | 0 | 0.069166 | 0 | 0.069166 | 0 | 0.31359 | 1.9938 | 0.31359 | 1.9938
253061-Comm. AC <65k single phase unitary ER | 0.12927 | 0.016952 | 0.2656 | 321.6 | 4824 | 0 | 0 | -0.30373 | 0 | -0.30373 | 0 | 0.069166 | 0 | 0.069166 | 0 | 0.31359 | 1.9938 | 0.31359 | 1.9938
253061-Comm. AC <65k single phase unitary ER | 0.1939 | 0.025428 | 0.3984 | 482.4 | 7236 | 0 | 0 | -0.3028 | 0 | -0.3028 | 0 | 0.073805 | 0 | 0.073805 | 0 | 0.31425 | 2.1362 | 0.31425 | 2.1362
253061-Comm. AC <65k single phase unitary ER | 0.1939 | 0.025428 | 0.3984 | 482.4 | 7236 | 0 | 0 | -0.3028 | 0 | -0.3028 | 0 | 0.073805 | 0 | 0.073805 | 0 | 0.31425 | 2.1362 | 0.31425 | 2.1362
253061-Comm. AC <65k single phase unitary ER | 0.25854 | 0.033904 | 0.5312 | 643.2 | 9648 | 0 | 0 | -0.30095 | 0 | -0.30095 | 0 | 0.083085 | 0 | 0.083085 | 0 | 0.31558 | 2.4923 | 0.31558 | 2.4923
253061-Comm. AC <65k single phase unitary ER | 0.12927 | 0.016952 | 0.2656 | 321.6 | 4824 | 0 | 0 | -0.30095 | 0 | -0.30095 | 0 | 0.083085 | 0 | 0.083085 | 0 | 0.31558 | 2.4923 | 0.31558 | 2.4923
253061-Comm. AC <65k single phase unitary ER | 0.32317 | 0.04238 | 0.664 | 804 | 12060 | 0 | 0 | -0.30095 | 0 | -0.30095 | 0 | 0.083085 | 0 | 0.083085 | 0 | 0.31558 | 2.4923 | 0.31558 | 2.4923
253061-Comm. AC <65k single phase unitary ER | 0.15698 | 0.062626 | 0.3984 | 482.4 | 7236 | 0 | 0 | -0.29794 | 0 | -0.29794 | 0 | 0.11491 | 0 | 0.11491 | 0 | 0.31112 | 6.8475 | 0.31112 | 6.8475
253061-Comm. AC <65k single phase unitary ER | 0.18536 | 0.073946 | 0.568 | 569.6 | 8544 | 0 | 0 | -0.11047 | 0 | -0.11047 | 0 | 0.12263 | 0 | 0.12263 | 0 | 0.54763 | 12.053 | 0.54763 | 12.053
253061-Comm. AC <65k single phase unitary ER | 0.15698 | 0.062626 | 0.3984 | 482.4 | 7236 | 0 | 0 | -0.30559 | 0 | -0.30559 | 0 | 0.071021 | 0 | 0.071021 | 0 | 0.30795 | 2.0934 | 0.30795 | 2.0934
253061-Comm. AC <65k single phase unitary ER | 0.20931 | 0.083501 | 0.5312 | 643.2 | 9648 | 0 | 0 | -0.30373 | 0 | -0.30373 | 0 | 0.080301 | 0 | 0.080301 | 0 | 0.30925 | 2.4423 | 0.30925 | 2.4423
253061-Comm. AC <65k single phase unitary ER | 0.18536 | 0.073946 | 0.568 | 569.6 | 8544 | 0 | 0 | -0.11102 | 0 | -0.11102 | 0 | 0.11986 | 0 | 0.11986 | 0 | 0.54638 | 9.6424 | 0.54638 | 9.6424
253061-Comm. AC <65k single phase unitary ER | 0.18536 | 0.073946 | 0.568 | 569.6 | 8544 | 0 | 0 | -0.11102 | 0 | -0.11102 | 0 | 0.11986 | 0 | 0.11986 | 0 | 0.54638 | 9.6424 | 0.54638 | 9.6424
253061-Comm. AC <65k single phase unitary ER | 0.32317 | 0.04238 | 0.664 | 804 | 12060 | 0 | 0 | -0.30095 | 0 | -0.30095 | 0 | 0.083085 | 0 | 0.083085 | 0 | 0.31558 | 2.4923 | 0.31558 | 2.4923
253061-Comm. AC <65k single phase unitary ER | 0.18536 | 0.073946 | 0.568 | 569.6 | 8544 | 0 | 0 | -0.11102 | 0 | -0.11102 | 0 | 0.11986 | 0 | 0.11986 | 0 | 0.54638 | 9.6424 | 0.54638 | 9.6424
253061-Comm. AC <65k single phase unitary ER | 0.32317 | 0.04238 | 0.664 | 804 | 12060 | 0 | 0 | -0.30095 | 0 | -0.30095 | 0 | 0.083085 | 0 | 0.083085 | 0 | 0.31558 | 2.4923 | 0.31558 | 2.4923
253061-Comm. AC <65k single phase unitary ER | 0.18536 | 0.073946 | 0.568 | 569.6 | 8544 | 0 | 0 | -0.11047 | 0 | -0.11047 | 0 | 0.12263 | 0 | 0.12263 | 0 | 0.54763 | 12.053 | 0.54763 | 12.053
253061-Comm. AC <65k single phase unitary ER | 0.32317 | 0.04238 | 0.664 | 804 | 12060 | 0 | 0 | -0.30095 | 0 | -0.30095 | 0 | 0.083085 | 0 | 0.083085 | 0 | 0.31558 | 2.4923 | 0.31558 | 2.4923
253061-Comm. AC <65k single phase unitary ER | 0.18536 | 0.073946 | 0.568 | 569.6 | 8544 | 0 | 0 | -0.11047 | 0 | -0.11047 | 0 | 0.12263 | 0 | 0.12263 | 0 | 0.54763 | 12.053 | 0.54763 | 12.053
253061-Comm. AC <65k single phase unitary ER | 0.32317 | 0.04238 | 0.664 | 804 | 12060 | 0 | 0 | -0.30095 | 0 | -0.30095 | 0 | 0.083085 | 0 | 0.083085 | 0 | 0.31558 | 2.4923 | 0.31558 | 2.4923
253061-Comm. AC <65k single phase unitary ER | 0.18536 | 0.073946 | 0.568 | 569.6 | 8544 | 0 | 0 | -0.11047 | 0 | -0.11047 | 0 | 0.12263 | 0 | 0.12263 | 0 | 0.54763 | 12.053 | 0.54763 | 12.053
253061-Comm. AC <65k single phase unitary ER | 0.078276 | 0.0081587 | 0.1328 | 160.8 | 2412 | 0 | 0 | -0.3054 | 0 | -0.3054 | 0 | 0.056358 | 0 | 0.056358 | 0 | 0.31413 | 1.6748 | 0.31413 | 1.6748
253061-Comm. AC <65k single phase unitary ER | 0.078276 | 0.0081587 | 0.1328 | 160.8 | 2412 | 0 | 0 | -0.3054 | 0 | -0.3054 | 0 | 0.056358 | 0 | 0.056358 | 0 | 0.31413 | 1.6748 | 0.31413 | 1.6748
253061-Comm. AC <65k single phase unitary ER | 0.15698 | 0.062626 | 0.3984 | 482.4 | 7236 | 0 | 0 | -0.30373 | 0 | -0.30373 | 0 | 0.080301 | 0 | 0.080301 | 0 | 0.30925 | 2.4423 | 0.30925 | 2.4423
253061-Comm. AC <65k single phase unitary ER | 0.10466 | 0.04175 | 0.2656 | 321.6 | 4824 | 0 | 0 | -0.30373 | 0 | -0.30373 | 0 | 0.080301 | 0 | 0.080301 | 0 | 0.30925 | 2.4423 | 0.30925 | 2.4423
253062-Comm. AC <65k single phase unitary ER | 0.4634 | 0.18487 | 1.42 | 1424 | 21360 | 0 | 0 | -0.11454 | 0 | -0.11454 | 0 | 0.10229 | 0 | 0.10229 | 0 | 0.53865 | 4.254 | 0.53865 | 4.254
253062-Comm. AC <65k single phase unitary ER | 0.27804 | 0.11092 | 0.852 | 854.4 | 12816 | 0 | 0 | -0.11454 | 0 | -0.11454 | 0 | 0.10229 | 0 | 0.10229 | 0 | 0.53865 | 4.254 | 0.53865 | 4.254
253062-Comm. AC <65k single phase unitary ER | 0.27804 | 0.11092 | 0.852 | 854.4 | 12816 | 0 | 0 | -0.11313 | 0 | -0.11313 | 0 | 0.10369 | 0 | 0.10369 | 0 | 0.5443 | 4.2986 | 0.5443 | 4.2986
253062-Comm. AC <65k single phase unitary ER | 0.37072 | 0.14789 | 1.136 | 1139.2 | 17088 | 0 | 0 | -0.11313 | 0 | -0.11313 | 0 | 0.10369 | 0 | 0.10369 | 0 | 0.5443 | 4.2986 | 0.5443 | 4.2986
253062-Comm. AC <65k single phase unitary ER | 0.22077 | 0.10145 | 0.568 | 569.6 | 8544 | 0 | 0 | -0.10443 | 0 | -0.10443 | 0 | 0.10611 | 0 | 0.10611 | 0 | 0.58201 | 3.7004 | 0.58201 | 3.7004
253062-Comm. AC <65k single phase unitary ER | 0.22155 | 0.095091 | 0.568 | 569.6 | 8544 | 0 | 0 | -0.10335 | 0 | -0.10335 | 0 | 0.11348 | 0 | 0.11348 | 0 | 0.58371 | 4.6098 | 0.58371 | 4.6098
253062-Comm. AC <65k single phase unitary ER | 0.41592 | 0.043351 | 0.852 | 854.4 | 12816 | 0 | 0 | -0.10115 | 0 | -0.10115 | 0 | 0.11568 | 0 | 0.11568 | 0 | 0.59259 | 4.6799 | 0.59259 | 4.6799
253062-Comm. AC <65k single phase unitary ER | 0.41592 | 0.043351 | 0.852 | 854.4 | 12816 | 0 | 0 | -0.10115 | 0 | -0.10115 | 0 | 0.11568 | 0 | 0.11568 | 0 | 0.59259 | 4.6799 | 0.59259 | 4.6799
253062-Comm. AC <65k single phase unitary ER | 0.33232 | 0.14264 | 0.852 | 854.4 | 12816 | 0 | 0 | -0.10335 | 0 | -0.10335 | 0 | 0.11348 | 0 | 0.11348 | 0 | 0.58371 | 4.6098 | 0.58371 | 4.6098
253062-Comm. AC <65k single phase unitary ER | 0.27804 | 0.11092 | 0.852 | 854.4 | 12816 | 0 | 0 | -0.11313 | 0 | -0.11313 | 0 | 0.10369 | 0 | 0.10369 | 0 | 0.5443 | 4.2986 | 0.5443 | 4.2986
253062-Comm. AC <65k single phase unitary ER | 0.18536 | 0.073946 | 0.568 | 569.6 | 8544 | 0 | 0 | -0.1147 | 0 | -0.1147 | 0 | 0.095835 | 0 | 0.095835 | 0 | 0.54088 | 3.4389 | 0.54088 | 3.4389
253062-Comm. AC <65k single phase unitary ER | 0.18536 | 0.073946 | 0.568 | 569.6 | 8544 | 0 | 0 | -0.11313 | 0 | -0.11313 | 0 | 0.10369 | 0 | 0.10369 | 0 | 0.5443 | 4.2986 | 0.5443 | 4.2986
253062-Comm. AC <65k single phase unitary ER | 0.18536 | 0.073946 | 0.568 | 569.6 | 8544 | 0 | 0 | -0.11313 | 0 | -0.11313 | 0 | 0.10369 | 0 | 0.10369 | 0 | 0.5443 | 4.2986 | 0.5443 | 4.2986
253062-Comm. AC <65k single phase unitary ER | 0.18536 | 0.073946 | 0.568 | 569.6 | 8544 | 0 | 0 | -0.11313 | 0 | -0.11313 | 0 | 0.10369 | 0 | 0.10369 | 0 | 0.5443 | 4.2986 | 0.5443 | 4.2986
253062-Comm. AC <65k single phase unitary ER | 0.18536 | 0.073946 | 0.568 | 569.6 | 8544 | 0 | 0 | -0.11313 | 0 | -0.11313 | 0 | 0.10369 | 0 | 0.10369 | 0 | 0.5443 | 4.2986 | 0.5443 | 4.2986
253062-Comm. AC <65k single phase unitary ER | 0.18536 | 0.073946 | 0.568 | 569.6 | 8544 | 0 | 0 | -0.1147 | 0 | -0.1147 | 0 | 0.095835 | 0 | 0.095835 | 0 | 0.54088 | 3.4389 | 0.54088 | 3.4389
253062-Comm. AC <65k single phase unitary ER | 0.27804 | 0.11092 | 0.852 | 854.4 | 12816 | 0 | 0 | -0.11313 | 0 | -0.11313 | 0 | 0.10369 | 0 | 0.10369 | 0 | 0.5443 | 4.2986 | 0.5443 | 4.2986
253062-Comm. AC <65k single phase unitary ER | 0.27804 | 0.11092 | 0.852 | 854.4 | 12816 | 0 | 0 | -0.11313 | 0 | -0.11313 | 0 | 0.10369 | 0 | 0.10369 | 0 | 0.5443 | 4.2986 | 0.5443 | 4.2986
253062-Comm. AC <65k single phase unitary ER | 0.18536 | 0.073946 | 0.568 | 569.6 | 8544 | 0 | 0 | -0.11313 | 0 | -0.11313 | 0 | 0.10369 | 0 | 0.10369 | 0 | 0.5443 | 4.2986 | 0.5443 | 4.2986
253065-Comm. AC <65k three phase split w/o QI ER | 0.10466 | 0.04175 | 0.2656 | 321.6 | 4824 | 0 | 0 | -0.080868 | 0 | -0.080868 | 0 | 0.10181 | 0 | 0.10181 | 0 | 0.62461 | 4.1085 | 0.62461 | 4.1085
253065-Comm. AC <65k three phase split w/o QI ER | 0.26164 | 0.10438 | 0.664 | 804 | 12060 | 0 | 0 | -0.078139 | 0 | -0.078139 | 0 | 0.10978 | 0 | 0.10978 | 0 | 0.63506 | 5.1898 | 0.63506 | 5.1898
253067-Comm. AC <65k three phase unitary ER | 0.15698 | 0.062626 | 0.3984 | 482.4 | 7236 | 0 | 0 | -0.29076 | 0 | -0.29076 | 0 | 0.078882 | 0 | 0.078882 | 0 | 0.31637 | 2.4168 | 0.31637 | 2.4168
253067-Comm. AC <65k three phase unitary ER | 0.15698 | 0.062626 | 0.3984 | 482.4 | 7236 | 0 | 0 | -0.28356 | 0 | -0.28356 | 0 | 0.11491 | 0 | 0.11491 | 0 | 0.32182 | 6.8475 | 0.32182 | 6.8475
253067-Comm. AC <65k three phase unitary ER | 0.15698 | 0.062626 | 0.3984 | 482.4 | 7236 | 0 | 0 | -0.28356 | 0 | -0.28356 | 0 | 0.11491 | 0 | 0.11491 | 0 | 0.32182 | 6.8475 | 0.32182 | 6.8475
253067-Comm. AC <65k three phase unitary ER | 0.15698 | 0.062626 | 0.3984 | 482.4 | 7236 | 0 | 0 | -0.28356 | 0 | -0.28356 | 0 | 0.11491 | 0 | 0.11491 | 0 | 0.32182 | 6.8475 | 0.32182 | 6.8475
253067-Comm. AC <65k three phase unitary ER | 0.37072 | 0.14789 | 1.136 | 1139.2 | 17088 | 0 | 0 | -0.10235 | 0 | -0.10235 | 0 | 0.12263 | 0 | 0.12263 | 0 | 0.56647 | 12.053 | 0.56647 | 12.053
253067-Comm. AC <65k three phase unitary ER | 0.15698 | 0.062626 | 0.3984 | 482.4 | 7236 | 0 | 0 | -0.28356 | 0 | -0.28356 | 0 | 0.11491 | 0 | 0.11491 | 0 | 0.32182 | 6.8475 | 0.32182 | 6.8475
253067-Comm. AC <65k three phase unitary ER | 0.15698 | 0.062626 | 0.3984 | 482.4 | 7236 | 0 | 0 | -0.28356 | 0 | -0.28356 | 0 | 0.11491 | 0 | 0.11491 | 0 | 0.32182 | 6.8475 | 0.32182 | 6.8475
253067-Comm. AC <65k three phase unitary ER | 0.26164 | 0.10438 | 0.664 | 804 | 12060 | 0 | 0 | -0.29076 | 0 | -0.29076 | 0 | 0.078882 | 0 | 0.078882 | 0 | 0.31637 | 2.4168 | 0.31637 | 2.4168
253067-Comm. AC <65k three phase unitary ER | 0.25854 | 0.033904 | 0.5312 | 643.2 | 9648 | 0 | 0 | -0.28656 | 0 | -0.28656 | 0 | 0.083085 | 0 | 0.083085 | 0 | 0.32625 | 2.4923 | 0.32625 | 2.4923
253067-Comm. AC <65k three phase unitary ER | 0.26164 | 0.10438 | 0.664 | 804 | 12060 | 0 | 0 | -0.29076 | 0 | -0.29076 | 0 | 0.078882 | 0 | 0.078882 | 0 | 0.31637 | 2.4168 | 0.31637 | 2.4168
253067-Comm. AC <65k three phase unitary ER | 0.15698 | 0.062626 | 0.3984 | 482.4 | 7236 | 0 | 0 | -0.28356 | 0 | -0.28356 | 0 | 0.11491 | 0 | 0.11491 | 0 | 0.32182 | 6.8475 | 0.32182 | 6.8475
253067-Comm. AC <65k three phase unitary ER | 0.32317 | 0.04238 | 0.664 | 804 | 12060 | 0 | 0 | -0.28656 | 0 | -0.28656 | 0 | 0.083085 | 0 | 0.083085 | 0 | 0.32625 | 2.4923 | 0.32625 | 2.4923
253067-Comm. AC <65k three phase unitary ER | 0.20931 | 0.083501 | 0.5312 | 643.2 | 9648 | 0 | 0 | -0.28356 | 0 | -0.28356 | 0 | 0.11491 | 0 | 0.11491 | 0 | 0.32182 | 6.8475 | 0.32182 | 6.8475
253067-Comm. AC <65k three phase unitary ER | 0.20931 | 0.083501 | 0.5312 | 643.2 | 9648 | 0 | 0 | -0.28356 | 0 | -0.28356 | 0 | 0.11491 | 0 | 0.11491 | 0 | 0.32182 | 6.8475 | 0.32182 | 6.8475
253067-Comm. AC <65k three phase unitary ER | 0.20931 | 0.083501 | 0.5312 | 643.2 | 9648 | 0 | 0 | -0.28356 | 0 | -0.28356 | 0 | 0.11491 | 0 | 0.11491 | 0 | 0.32182 | 6.8475 | 0.32182 | 6.8475
253067-Comm. AC <65k three phase unitary ER | 0.20931 | 0.083501 | 0.5312 | 643.2 | 9648 | 0 | 0 | -0.28356 | 0 | -0.28356 | 0 | 0.11491 | 0 | 0.11491 | 0 | 0.32182 | 6.8475 | 0.32182 | 6.8475
253067-Comm. AC <65k three phase unitary ER | 0.20931 | 0.083501 | 0.5312 | 643.2 | 9648 | 0 | 0 | -0.28356 | 0 | -0.28356 | 0 | 0.11491 | 0 | 0.11491 | 0 | 0.32182 | 6.8475 | 0.32182 | 6.8475
253067-Comm. AC <65k three phase unitary ER | 0.20931 | 0.083501 | 0.5312 | 643.2 | 9648 | 0 | 0 | -0.28356 | 0 | -0.28356 | 0 | 0.11491 | 0 | 0.11491 | 0 | 0.32182 | 6.8475 | 0.32182 | 6.8475
253067-Comm. AC <65k three phase unitary ER | 0.26164 | 0.10438 | 0.664 | 804 | 12060 | 0 | 0 | -0.29076 | 0 | -0.29076 | 0 | 0.078882 | 0 | 0.078882 | 0 | 0.31637 | 2.4168 | 0.31637 | 2.4168
253067-Comm. AC <65k three phase unitary ER | 0.20931 | 0.083501 | 0.5312 | 643.2 | 9648 | 0 | 0 | -0.28356 | 0 | -0.28356 | 0 | 0.11491 | 0 | 0.11491 | 0 | 0.32182 | 6.8475 | 0.32182 | 6.8475
253067-Comm. AC <65k three phase unitary ER | 0.21904 | 0.087383 | 0.46047 | 673.104 | 10096.56 | 0 | 0 | -0.17011 | 0 | -0.17011 | 0 | 0.094807 | 0 | 0.094807 | 0 | 0.44193 | 3.376 | 0.44193 | 3.376
253067-Comm. AC <65k three phase unitary ER | 0.15698 | 0.062626 | 0.3984 | 482.4 | 7236 | 0 | 0 | -0.29076 | 0 | -0.29076 | 0 | 0.078882 | 0 | 0.078882 | 0 | 0.31637 | 2.4168 | 0.31637 | 2.4168
253067-Comm. AC <65k three phase unitary ER | 0.20931 | 0.083501 | 0.5312 | 643.2 | 9648 | 0 | 0 | -0.28356 | 0 | -0.28356 | 0 | 0.11491 | 0 | 0.11491 | 0 | 0.32182 | 6.8475 | 0.32182 | 6.8475
253067-Comm. AC <65k three phase unitary ER | 0.15698 | 0.062626 | 0.3984 | 482.4 | 7236 | 0 | 0 | -0.28356 | 0 | -0.28356 | 0 | 0.11491 | 0 | 0.11491 | 0 | 0.32182 | 6.8475 | 0.32182 | 6.8475
253067-Comm. AC <65k three phase unitary ER | 0.31272 | 0.13422 | 0.664 | 804 | 12060 | 0 | 0 | -0.28398 | 0 | -0.28398 | 0 | 0.085666 | 0 | 0.085666 | 0 | 0.33232 | 2.5386 | 0.33232 | 2.5386
253067-Comm. AC <65k three phase unitary ER | 0.15698 | 0.062626 | 0.3984 | 482.4 | 7236 | 0 | 0 | -0.28356 | 0 | -0.28356 | 0 | 0.11491 | 0 | 0.11491 | 0 | 0.32182 | 6.8475 | 0.32182 | 6.8475
253067-Comm. AC <65k three phase unitary ER | 0.37072 | 0.14789 | 1.136 | 1139.2 | 17088 | 0 | 0 | -0.10235 | 0 | -0.10235 | 0 | 0.12263 | 0 | 0.12263 | 0 | 0.56647 | 12.053 | 0.56647 | 12.053
253067-Comm. AC <65k three phase unitary ER | 0.15698 | 0.062626 | 0.3984 | 482.4 | 7236 | 0 | 0 | -0.28356 | 0 | -0.28356 | 0 | 0.11491 | 0 | 0.11491 | 0 | 0.32182 | 6.8475 | 0.32182 | 6.8475
253067-Comm. AC <65k three phase unitary ER | 0.23483 | 0.024476 | 0.3984 | 482.4 | 7236 | 0 | 0 | -0.28745 | 0 | -0.28745 | 0 | 0.082191 | 0 | 0.082191 | 0 | 0.32415 | 2.4762 | 0.32415 | 2.4762
253067-Comm. AC <65k three phase unitary ER | 0.23483 | 0.024476 | 0.3984 | 482.4 | 7236 | 0 | 0 | -0.28745 | 0 | -0.28745 | 0 | 0.082191 | 0 | 0.082191 | 0 | 0.32415 | 2.4762 | 0.32415 | 2.4762
253067-Comm. AC <65k three phase unitary ER | 0.15698 | 0.062626 | 0.3984 | 482.4 | 7236 | 0 | 0 | -0.28356 | 0 | -0.28356 | 0 | 0.11491 | 0 | 0.11491 | 0 | 0.32182 | 6.8475 | 0.32182 | 6.8475
253067-Comm. AC <65k three phase unitary ER | 0.15698 | 0.062626 | 0.3984 | 482.4 | 7236 | 0 | 0 | -0.28356 | 0 | -0.28356 | 0 | 0.11491 | 0 | 0.11491 | 0 | 0.32182 | 6.8475 | 0.32182 | 6.8475
253067-Comm. AC <65k three phase unitary ER | 0.37072 | 0.14789 | 1.136 | 1139.2 | 17088 | 0 | 0 | -0.10235 | 0 | -0.10235 | 0 | 0.12263 | 0 | 0.12263 | 0 | 0.56647 | 12.053 | 0.56647 | 12.053
253067-Comm. AC <65k three phase unitary ER | 0.26164 | 0.10438 | 0.664 | 804 | 12060 | 0 | 0 | -0.28356 | 0 | -0.28356 | 0 | 0.11491 | 0 | 0.11491 | 0 | 0.32182 | 6.8475 | 0.32182 | 6.8475
253067-Comm. AC <65k three phase unitary ER | 0.37072 | 0.14789 | 1.136 | 1139.2 | 17088 | 0 | 0 | -0.10235 | 0 | -0.10235 | 0 | 0.12263 | 0 | 0.12263 | 0 | 0.56647 | 12.053 | 0.56647 | 12.053
253067-Comm. AC <65k three phase unitary ER | 0.15698 | 0.062626 | 0.3984 | 482.4 | 7236 | 0 | 0 | -0.28356 | 0 | -0.28356 | 0 | 0.11491 | 0 | 0.11491 | 0 | 0.32182 | 6.8475 | 0.32182 | 6.8475
253067-Comm. AC <65k three phase unitary ER | 0.15698 | 0.062626 | 0.3984 | 482.4 | 7236 | 0 | 0 | -0.2912 | 0 | -0.2912 | 0 | 0.071021 | 0 | 0.071021 | 0 | 0.31832 | 2.0934 | 0.31832 | 2.0934
253067-Comm. AC <65k three phase unitary ER | 0.15698 | 0.062626 | 0.3984 | 482.4 | 7236 | 0 | 0 | -0.28356 | 0 | -0.28356 | 0 | 0.11491 | 0 | 0.11491 | 0 | 0.32182 | 6.8475 | 0.32182 | 6.8475
253067-Comm. AC <65k three phase unitary ER | 0.37072 | 0.14789 | 1.136 | 1139.2 | 17088 | 0 | 0 | -0.10235 | 0 | -0.10235 | 0 | 0.12263 | 0 | 0.12263 | 0 | 0.56647 | 12.053 | 0.56647 | 12.053
253067-Comm. AC <65k three phase unitary ER | 0.37072 | 0.14789 | 1.136 | 1139.2 | 17088 | 0 | 0 | -0.10235 | 0 | -0.10235 | 0 | 0.12263 | 0 | 0.12263 | 0 | 0.56647 | 12.053 | 0.56647 | 12.053
253067-Comm. AC <65k three phase unitary ER | 0.37072 | 0.14789 | 1.136 | 1139.2 | 17088 | 0 | 0 | -0.10235 | 0 | -0.10235 | 0 | 0.12263 | 0 | 0.12263 | 0 | 0.56647 | 12.053 | 0.56647 | 12.053
253067-Comm. AC <65k three phase unitary ER | 0.37072 | 0.14789 | 1.136 | 1139.2 | 17088 | 0 | 0 | -0.10235 | 0 | -0.10235 | 0 | 0.12263 | 0 | 0.12263 | 0 | 0.56647 | 12.053 | 0.56647 | 12.053
253067-Comm. AC <65k three phase unitary ER | 0.15698 | 0.062626 | 0.3984 | 482.4 | 7236 | 0 | 0 | -0.2912 | 0 | -0.2912 | 0 | 0.071021 | 0 | 0.071021 | 0 | 0.31832 | 2.0934 | 0.31832 | 2.0934
253067-Comm. AC <65k three phase unitary ER | 0.15698 | 0.062626 | 0.3984 | 482.4 | 7236 | 0 | 0 | -0.2912 | 0 | -0.2912 | 0 | 0.071021 | 0 | 0.071021 | 0 | 0.31832 | 2.0934 | 0.31832 | 2.0934
253067-Comm. AC <65k three phase unitary ER | 0.32317 | 0.04238 | 0.664 | 804 | 12060 | 0 | 0 | -0.28656 | 0 | -0.28656 | 0 | 0.083085 | 0 | 0.083085 | 0 | 0.32625 | 2.4923 | 0.32625 | 2.4923
253067-Comm. AC <65k three phase unitary ER | 0.15698 | 0.062626 | 0.3984 | 482.4 | 7236 | 0 | 0 | -0.28356 | 0 | -0.28356 | 0 | 0.11491 | 0 | 0.11491 | 0 | 0.32182 | 6.8475 | 0.32182 | 6.8475
253067-Comm. AC <65k three phase unitary ER | 0.37072 | 0.14789 | 1.136 | 1139.2 | 17088 | 0 | 0 | -0.10235 | 0 | -0.10235 | 0 | 0.12263 | 0 | 0.12263 | 0 | 0.56647 | 12.053 | 0.56647 | 12.053
253067-Comm. AC <65k three phase unitary ER | 0.15698 | 0.062626 | 0.3984 | 482.4 | 7236 | 0 | 0 | -0.28356 | 0 | -0.28356 | 0 | 0.11491 | 0 | 0.11491 | 0 | 0.32182 | 6.8475 | 0.32182 | 6.8475
253067-Comm. AC <65k three phase unitary ER | 0.37072 | 0.14789 | 1.136 | 1139.2 | 17088 | 0 | 0 | -0.10235 | 0 | -0.10235 | 0 | 0.12263 | 0 | 0.12263 | 0 | 0.56647 | 12.053 | 0.56647 | 12.053
253067-Comm. AC <65k three phase unitary ER | 0.15698 | 0.062626 | 0.3984 | 482.4 | 7236 | 0 | 0 | -0.29076 | 0 | -0.29076 | 0 | 0.078882 | 0 | 0.078882 | 0 | 0.31637 | 2.4168 | 0.31637 | 2.4168
253067-Comm. AC <65k three phase unitary ER | 0.15698 | 0.062626 | 0.3984 | 482.4 | 7236 | 0 | 0 | -0.29076 | 0 | -0.29076 | 0 | 0.078882 | 0 | 0.078882 | 0 | 0.31637 | 2.4168 | 0.31637 | 2.4168
253067-Comm. AC <65k three phase unitary ER | 0.27804 | 0.11092 | 0.852 | 854.4 | 12816 | 0 | 0 | -0.10235 | 0 | -0.10235 | 0 | 0.12263 | 0 | 0.12263 | 0 | 0.56647 | 12.053 | 0.56647 | 12.053
253067-Comm. AC <65k three phase unitary ER | 0.27804 | 0.11092 | 0.852 | 854.4 | 12816 | 0 | 0 | -0.10235 | 0 | -0.10235 | 0 | 0.12263 | 0 | 0.12263 | 0 | 0.56647 | 12.053 | 0.56647 | 12.053
253067-Comm. AC <65k three phase unitary ER | 0.27804 | 0.11092 | 0.852 | 854.4 | 12816 | 0 | 0 | -0.10235 | 0 | -0.10235 | 0 | 0.12263 | 0 | 0.12263 | 0 | 0.56647 | 12.053 | 0.56647 | 12.053
253067-Comm. AC <65k three phase unitary ER | 0.26164 | 0.10438 | 0.664 | 804 | 12060 | 0 | 0 | -0.29076 | 0 | -0.29076 | 0 | 0.078882 | 0 | 0.078882 | 0 | 0.31637 | 2.4168 | 0.31637 | 2.4168
253067-Comm. AC <65k three phase unitary ER | 0.4634 | 0.18487 | 1.42 | 1424 | 21360 | 0 | 0 | -0.10235 | 0 | -0.10235 | 0 | 0.12263 | 0 | 0.12263 | 0 | 0.56647 | 12.053 | 0.56647 | 12.053
253067-Comm. AC <65k three phase unitary ER | 0.15698 | 0.062626 | 0.3984 | 482.4 | 7236 | 0 | 0 | -0.29076 | 0 | -0.29076 | 0 | 0.078882 | 0 | 0.078882 | 0 | 0.31637 | 2.4168 | 0.31637 | 2.4168
253067-Comm. AC <65k three phase unitary ER | 0.20931 | 0.083501 | 0.5312 | 643.2 | 9648 | 0 | 0 | -0.29076 | 0 | -0.29076 | 0 | 0.078882 | 0 | 0.078882 | 0 | 0.31637 | 2.4168 | 0.31637 | 2.4168
253067-Comm. AC <65k three phase unitary ER | 0.27804 | 0.11092 | 0.852 | 854.4 | 12816 | 0 | 0 | -0.10235 | 0 | -0.10235 | 0 | 0.12263 | 0 | 0.12263 | 0 | 0.56647 | 12.053 | 0.56647 | 12.053
253067-Comm. AC <65k three phase unitary ER | 0.32317 | 0.04238 | 0.664 | 804 | 12060 | 0 | 0 | -0.28656 | 0 | -0.28656 | 0 | 0.083085 | 0 | 0.083085 | 0 | 0.32625 | 2.4923 | 0.32625 | 2.4923
253067-Comm. AC <65k three phase unitary ER | 0.27804 | 0.11092 | 0.852 | 854.4 | 12816 | 0 | 0 | -0.10235 | 0 | -0.10235 | 0 | 0.12263 | 0 | 0.12263 | 0 | 0.56647 | 12.053 | 0.56647 | 12.053
253067-Comm. AC <65k three phase unitary ER | 0.26164 | 0.10438 | 0.664 | 804 | 12060 | 0 | 0 | -0.29076 | 0 | -0.29076 | 0 | 0.078882 | 0 | 0.078882 | 0 | 0.31637 | 2.4168 | 0.31637 | 2.4168
253067-Comm. AC <65k three phase unitary ER | 0.15698 | 0.062626 | 0.3984 | 482.4 | 7236 | 0 | 0 | -0.29076 | 0 | -0.29076 | 0 | 0.078882 | 0 | 0.078882 | 0 | 0.31637 | 2.4168 | 0.31637 | 2.4168
253067-Comm. AC <65k three phase unitary ER | 0.26164 | 0.10438 | 0.664 | 804 | 12060 | 0 | 0 | -0.29076 | 0 | -0.29076 | 0 | 0.078882 | 0 | 0.078882 | 0 | 0.31637 | 2.4168 | 0.31637 | 2.4168
253067-Comm. AC <65k three phase unitary ER | 0.53451 | 0.096718 | 0.664 | 804 | 12060 | 0 | 0 | -0.26527 | 0 | -0.26527 | 0 | 0.10437 | 0 | 0.10437 | 0 | 0.37631 | 2.8746 | 0.37631 | 2.8746
253067-Comm. AC <65k three phase unitary ER | 0.15698 | 0.062626 | 0.3984 | 482.4 | 7236 | 0 | 0 | -0.29076 | 0 | -0.29076 | 0 | 0.078882 | 0 | 0.078882 | 0 | 0.31637 | 2.4168 | 0.31637 | 2.4168
253067-Comm. AC <65k three phase unitary ER | 0.26164 | 0.10438 | 0.664 | 804 | 12060 | 0 | 0 | -0.29076 | 0 | -0.29076 | 0 | 0.078882 | 0 | 0.078882 | 0 | 0.31637 | 2.4168 | 0.31637 | 2.4168
253067-Comm. AC <65k three phase unitary ER | 0.20931 | 0.083501 | 0.5312 | 643.2 | 9648 | 0 | 0 | -0.29076 | 0 | -0.29076 | 0 | 0.078882 | 0 | 0.078882 | 0 | 0.31637 | 2.4168 | 0.31637 | 2.4168
253067-Comm. AC <65k three phase unitary ER | 0.15698 | 0.062626 | 0.3984 | 482.4 | 7236 | 0 | 0 | -0.29076 | 0 | -0.29076 | 0 | 0.078882 | 0 | 0.078882 | 0 | 0.31637 | 2.4168 | 0.31637 | 2.4168
253067-Comm. AC <65k three phase unitary ER | 0.26164 | 0.10438 | 0.664 | 804 | 12060 | 0 | 0 | -0.29076 | 0 | -0.29076 | 0 | 0.078882 | 0 | 0.078882 | 0 | 0.31637 | 2.4168 | 0.31637 | 2.4168
253067-Comm. AC <65k three phase unitary ER | 0.32317 | 0.04238 | 0.664 | 804 | 12060 | 0 | 0 | -0.28866 | 0 | -0.28866 | 0 | 0.080984 | 0 | 0.080984 | 0 | 0.32131 | 2.4545 | 0.32131 | 2.4545
253067-Comm. AC <65k three phase unitary ER | 0.15698 | 0.062626 | 0.3984 | 482.4 | 7236 | 0 | 0 | -0.29076 | 0 | -0.29076 | 0 | 0.078882 | 0 | 0.078882 | 0 | 0.31637 | 2.4168 | 0.31637 | 2.4168
253067-Comm. AC <65k three phase unitary ER | 0.20931 | 0.083501 | 0.5312 | 643.2 | 9648 | 0 | 0 | -0.28356 | 0 | -0.28356 | 0 | 0.11491 | 0 | 0.11491 | 0 | 0.32182 | 6.8475 | 0.32182 | 6.8475
253067-Comm. AC <65k three phase unitary ER | 0.20931 | 0.083501 | 0.5312 | 643.2 | 9648 | 0 | 0 | -0.28356 | 0 | -0.28356 | 0 | 0.11491 | 0 | 0.11491 | 0 | 0.32182 | 6.8475 | 0.32182 | 6.8475
253067-Comm. AC <65k three phase unitary ER | 0.20931 | 0.083501 | 0.5312 | 643.2 | 9648 | 0 | 0 | -0.29076 | 0 | -0.29076 | 0 | 0.078882 | 0 | 0.078882 | 0 | 0.31637 | 2.4168 | 0.31637 | 2.4168
253067-Comm. AC <65k three phase unitary ER | 0.31272 | 0.13422 | 0.664 | 804 | 12060 | 0 | 0 | -0.28398 | 0 | -0.28398 | 0 | 0.085666 | 0 | 0.085666 | 0 | 0.33232 | 2.5386 | 0.33232 | 2.5386
253067-Comm. AC <65k three phase unitary ER | 0.20931 | 0.083501 | 0.5312 | 643.2 | 9648 | 0 | 0 | -0.29076 | 0 | -0.29076 | 0 | 0.078882 | 0 | 0.078882 | 0 | 0.31637 | 2.4168 | 0.31637 | 2.4168
253067-Comm. AC <65k three phase unitary ER | 0.15698 | 0.062626 | 0.3984 | 482.4 | 7236 | 0 | 0 | -0.29076 | 0 | -0.29076 | 0 | 0.078882 | 0 | 0.078882 | 0 | 0.31637 | 2.4168 | 0.31637 | 2.4168
253067-Comm. AC <65k three phase unitary ER | 0.15698 | 0.062626 | 0.3984 | 482.4 | 7236 | 0 | 0 | -0.29076 | 0 | -0.29076 | 0 | 0.078882 | 0 | 0.078882 | 0 | 0.31637 | 2.4168 | 0.31637 | 2.4168
253067-Comm. AC <65k three phase unitary ER | 0.27804 | 0.11092 | 0.852 | 854.4 | 12816 | 0 | 0 | -0.10235 | 0 | -0.10235 | 0 | 0.12263 | 0 | 0.12263 | 0 | 0.56647 | 12.053 | 0.56647 | 12.053
253067-Comm. AC <65k three phase unitary ER | 0.15698 | 0.062626 | 0.3984 | 482.4 | 7236 | 0 | 0 | -0.29076 | 0 | -0.29076 | 0 | 0.078882 | 0 | 0.078882 | 0 | 0.31637 | 2.4168 | 0.31637 | 2.4168
253067-Comm. AC <65k three phase unitary ER | 0.15698 | 0.062626 | 0.3984 | 482.4 | 7236 | 0 | 0 | -0.29076 | 0 | -0.29076 | 0 | 0.078882 | 0 | 0.078882 | 0 | 0.31637 | 2.4168 | 0.31637 | 2.4168
253067-Comm. AC <65k three phase unitary ER | 0.32317 | 0.04238 | 0.664 | 804 | 12060 | 0 | 0 | -0.28866 | 0 | -0.28866 | 0 | 0.080984 | 0 | 0.080984 | 0 | 0.32131 | 2.4545 | 0.32131 | 2.4545
253067-Comm. AC <65k three phase unitary ER | 0.32317 | 0.04238 | 0.664 | 804 | 12060 | 0 | 0 | -0.28866 | 0 | -0.28866 | 0 | 0.080984 | 0 | 0.080984 | 0 | 0.32131 | 2.4545 | 0.32131 | 2.4545
253067-Comm. AC <65k three phase unitary ER | 0.32317 | 0.04238 | 0.664 | 804 | 12060 | 0 | 0 | -0.28866 | 0 | -0.28866 | 0 | 0.080984 | 0 | 0.080984 | 0 | 0.32131 | 2.4545 | 0.32131 | 2.4545
253067-Comm. AC <65k three phase unitary ER | 0.27804 | 0.11092 | 0.852 | 854.4 | 12816 | 0 | 0 | -0.10235 | 0 | -0.10235 | 0 | 0.12263 | 0 | 0.12263 | 0 | 0.56647 | 12.053 | 0.56647 | 12.053
253067-Comm. AC <65k three phase unitary ER | 0.27804 | 0.11092 | 0.852 | 854.4 | 12816 | 0 | 0 | -0.10235 | 0 | -0.10235 | 0 | 0.12263 | 0 | 0.12263 | 0 | 0.56647 | 12.053 | 0.56647 | 12.053
253067-Comm. AC <65k three phase unitary ER | 0.27804 | 0.11092 | 0.852 | 854.4 | 12816 | 0 | 0 | -0.10235 | 0 | -0.10235 | 0 | 0.12263 | 0 | 0.12263 | 0 | 0.56647 | 12.053 | 0.56647 | 12.053
253067-Comm. AC <65k three phase unitary ER | 0.27804 | 0.11092 | 0.852 | 854.4 | 12816 | 0 | 0 | -0.10235 | 0 | -0.10235 | 0 | 0.12263 | 0 | 0.12263 | 0 | 0.56647 | 12.053 | 0.56647 | 12.053
253067-Comm. AC <65k three phase unitary ER | 0.27804 | 0.11092 | 0.852 | 854.4 | 12816 | 0 | 0 | -0.10235 | 0 | -0.10235 | 0 | 0.12263 | 0 | 0.12263 | 0 | 0.56647 | 12.053 | 0.56647 | 12.053
253067-Comm. AC <65k three phase unitary ER | 0.20931 | 0.083501 | 0.5312 | 643.2 | 9648 | 0 | 0 | -0.29076 | 0 | -0.29076 | 0 | 0.078882 | 0 | 0.078882 | 0 | 0.31637 | 2.4168 | 0.31637 | 2.4168
253067-Comm. AC <65k three phase unitary ER | 0.26164 | 0.10438 | 0.664 | 804 | 12060 | 0 | 0 | -0.28934 | 0 | -0.28934 | 0 | 0.080301 | 0 | 0.080301 | 0 | 0.3197 | 2.4423 | 0.3197 | 2.4423
253067-Comm. AC <65k three phase unitary ER | 0.26164 | 0.10438 | 0.664 | 804 | 12060 | 0 | 0 | -0.28934 | 0 | -0.28934 | 0 | 0.080301 | 0 | 0.080301 | 0 | 0.3197 | 2.4423 | 0.3197 | 2.4423
253067-Comm. AC <65k three phase unitary ER | 0.26164 | 0.10438 | 0.664 | 804 | 12060 | 0 | 0 | -0.28934 | 0 | -0.28934 | 0 | 0.080301 | 0 | 0.080301 | 0 | 0.3197 | 2.4423 | 0.3197 | 2.4423
253068-Comm. AC <65k three phase unitary ER | 0.55387 | 0.23773 | 1.42 | 1424 | 21360 | 0 | 0 | -0.095227 | 0 | -0.095227 | 0 | 0.11348 | 0 | 0.11348 | 0 | 0.60345 | 4.6098 | 0.60345 | 4.6098
253068-Comm. AC <65k three phase unitary ER | 0.57238 | 0.075062 | 1.42 | 1424 | 21360 | 0 | 0 | -0.09884 | 0 | -0.09884 | 0 | 0.10986 | 0 | 0.10986 | 0 | 0.58841 | 4.4949 | 0.58841 | 4.4949
253068-Comm. AC <65k three phase unitary ER | 0.4634 | 0.18487 | 1.42 | 1424 | 21360 | 0 | 0 | -0.10501 | 0 | -0.10501 | 0 | 0.10369 | 0 | 0.10369 | 0 | 0.56271 | 4.2986 | 0.56271 | 4.2986
253068-Comm. AC <65k three phase unitary ER | 0.37072 | 0.14789 | 1.136 | 1139.2 | 17088 | 0 | 0 | -0.10501 | 0 | -0.10501 | 0 | 0.10369 | 0 | 0.10369 | 0 | 0.56271 | 4.2986 | 0.56271 | 4.2986
253068-Comm. AC <65k three phase unitary ER | 0.37072 | 0.14789 | 1.136 | 1139.2 | 17088 | 0 | 0 | -0.10501 | 0 | -0.10501 | 0 | 0.10369 | 0 | 0.10369 | 0 | 0.56271 | 4.2986 | 0.56271 | 4.2986
253068-Comm. AC <65k three phase unitary ER | 0.37072 | 0.14789 | 1.136 | 1139.2 | 17088 | 0 | 0 | -0.10501 | 0 | -0.10501 | 0 | 0.10369 | 0 | 0.10369 | 0 | 0.56271 | 4.2986 | 0.56271 | 4.2986
253068-Comm. AC <65k three phase unitary ER | 0.4634 | 0.18487 | 1.42 | 1424 | 21360 | 0 | 0 | -0.10501 | 0 | -0.10501 | 0 | 0.10369 | 0 | 0.10369 | 0 | 0.56271 | 4.2986 | 0.56271 | 4.2986
253068-Comm. AC <65k three phase unitary ER | 0.37072 | 0.14789 | 1.136 | 1139.2 | 17088 | 0 | 0 | -0.10501 | 0 | -0.10501 | 0 | 0.10369 | 0 | 0.10369 | 0 | 0.56271 | 4.2986 | 0.56271 | 4.2986
253068-Comm. AC <65k three phase unitary ER | 0.4634 | 0.18487 | 1.42 | 1424 | 21360 | 0 | 0 | -0.10501 | 0 | -0.10501 | 0 | 0.10369 | 0 | 0.10369 | 0 | 0.56271 | 4.2986 | 0.56271 | 4.2986
253068-Comm. AC <65k three phase unitary ER | 0.4634 | 0.18487 | 1.42 | 1424 | 21360 | 0 | 0 | -0.10501 | 0 | -0.10501 | 0 | 0.10369 | 0 | 0.10369 | 0 | 0.56271 | 4.2986 | 0.56271 | 4.2986
253068-Comm. AC <65k three phase unitary ER | 0.4634 | 0.18487 | 1.42 | 1424 | 21360 | 0 | 0 | -0.10501 | 0 | -0.10501 | 0 | 0.10369 | 0 | 0.10369 | 0 | 0.56271 | 4.2986 | 0.56271 | 4.2986
253068-Comm. AC <65k three phase unitary ER | 0.15698 | 0.062626 | 0.3984 | 482.4 | 7236 | 0 | 0 | -0.28934 | 0 | -0.28934 | 0 | 0.080301 | 0 | 0.080301 | 0 | 0.3197 | 2.4423 | 0.3197 | 2.4423
253068-Comm. AC <65k three phase unitary ER | 0.37072 | 0.14789 | 1.136 | 1139.2 | 17088 | 0 | 0 | -0.10501 | 0 | -0.10501 | 0 | 0.10369 | 0 | 0.10369 | 0 | 0.56271 | 4.2986 | 0.56271 | 4.2986
253068-Comm. AC <65k three phase unitary ER | 0.15698 | 0.062626 | 0.3984 | 482.4 | 7236 | 0 | 0 | -0.28934 | 0 | -0.28934 | 0 | 0.080301 | 0 | 0.080301 | 0 | 0.3197 | 2.4423 | 0.3197 | 2.4423
253068-Comm. AC <65k three phase unitary ER | 0.37072 | 0.14789 | 1.136 | 1139.2 | 17088 | 0 | 0 | -0.10501 | 0 | -0.10501 | 0 | 0.10369 | 0 | 0.10369 | 0 | 0.56271 | 4.2986 | 0.56271 | 4.2986
253068-Comm. AC <65k three phase unitary ER | 0.37072 | 0.14789 | 1.136 | 1139.2 | 17088 | 0 | 0 | -0.10501 | 0 | -0.10501 | 0 | 0.10369 | 0 | 0.10369 | 0 | 0.56271 | 4.2986 | 0.56271 | 4.2986
253068-Comm. AC <65k three phase unitary ER | 0.37072 | 0.14789 | 1.136 | 1139.2 | 17088 | 0 | 0 | -0.10501 | 0 | -0.10501 | 0 | 0.10369 | 0 | 0.10369 | 0 | 0.56271 | 4.2986 | 0.56271 | 4.2986
253068-Comm. AC <65k three phase unitary ER | 0.37072 | 0.14789 | 1.136 | 1139.2 | 17088 | 0 | 0 | -0.10501 | 0 | -0.10501 | 0 | 0.10369 | 0 | 0.10369 | 0 | 0.56271 | 4.2986 | 0.56271 | 4.2986
253068-Comm. AC <65k three phase unitary ER | 0.37072 | 0.14789 | 1.136 | 1139.2 | 17088 | 0 | 0 | -0.10501 | 0 | -0.10501 | 0 | 0.10369 | 0 | 0.10369 | 0 | 0.56271 | 4.2986 | 0.56271 | 4.2986
253069-Comm. AC 65k to 134k ER | 0.64876 | 0.25881 | 1.988 | 1993.6 | 29904 | 0 | 0 | -0.0963 | 0 | -0.0963 | 0 | 0.10401 | 0 | 0.10401 | 0 | 0.58135 | 4.4998 | 0.58135 | 4.4998
253069-Comm. AC 65k to 134k ER | 0.62544 | 0.26844 | 1.328 | 1608 | 24120 | 0 | 0 | -0.26537 | 0 | -0.26537 | 0 | 0.092216 | 0 | 0.092216 | 0 | 0.34753 | 2.8771 | 0.34753 | 2.8771
253069-Comm. AC 65k to 134k ER | 0.62544 | 0.26844 | 1.328 | 1608 | 24120 | 0 | 0 | -0.26537 | 0 | -0.26537 | 0 | 0.092216 | 0 | 0.092216 | 0 | 0.34753 | 2.8771 | 0.34753 | 2.8771
253069-Comm. AC 65k to 134k ER | 0.43781 | 0.18791 | 0.9296 | 1125.6 | 16884 | 0 | 0 | -0.26607 | 0 | -0.26607 | 0 | 0.088707 | 0 | 0.088707 | 0 | 0.34693 | 2.6853 | 0.34693 | 2.6853
253069-Comm. AC 65k to 134k ER | 0.43781 | 0.18791 | 0.9296 | 1125.6 | 16884 | 0 | 0 | -0.26607 | 0 | -0.26607 | 0 | 0.088707 | 0 | 0.088707 | 0 | 0.34693 | 2.6853 | 0.34693 | 2.6853
253069-Comm. AC 65k to 134k ER | 0.41862 | 0.167 | 1.0624 | 1286.4 | 19296 | 0 | 0 | -0.27215 | 0 | -0.27215 | 0 | 0.085432 | 0 | 0.085432 | 0 | 0.33085 | 2.739 | 0.33085 | 2.739
253069-Comm. AC 65k to 134k ER | 0.54793 | 0.057111 | 0.9296 | 1125.6 | 16884 | 0 | 0 | -0.26954 | 0 | -0.26954 | 0 | 0.085233 | 0 | 0.085233 | 0 | 0.3384 | 2.6193 | 0.3384 | 2.6193
253069-Comm. AC 65k to 134k ER | 0.41862 | 0.167 | 1.0624 | 1286.4 | 19296 | 0 | 0 | -0.27215 | 0 | -0.27215 | 0 | 0.085432 | 0 | 0.085432 | 0 | 0.33085 | 2.739 | 0.33085 | 2.739
253069-Comm. AC 65k to 134k ER | 0.36629 | 0.14613 | 0.9296 | 1125.6 | 16884 | 0 | 0 | -0.26512 | 0 | -0.26512 | 0 | 0.11492 | 0 | 0.11492 | 0 | 0.33902 | 6.4584 | 0.33902 | 6.4584
253069-Comm. AC 65k to 134k ER | 0.45244 | 0.059333 | 0.9296 | 1125.6 | 16884 | 0 | 0 | -0.26865 | 0 | -0.26865 | 0 | 0.086126 | 0 | 0.086126 | 0 | 0.3406 | 2.6363 | 0.3406 | 2.6363
253069-Comm. AC 65k to 134k ER | 0.46966 | 0.048952 | 0.7968 | 964.8 | 14472 | 0 | 0 | -0.26884 | 0 | -0.26884 | 0 | 0.088742 | 0 | 0.088742 | 0 | 0.33899 | 2.8064 | 0.33899 | 2.8064
253069-Comm. AC 65k to 134k ER | 0.54793 | 0.057111 | 0.9296 | 1125.6 | 16884 | 0 | 0 | -0.26954 | 0 | -0.26954 | 0 | 0.085233 | 0 | 0.085233 | 0 | 0.3384 | 2.6193 | 0.3384 | 2.6193
253069-Comm. AC 65k to 134k ER | 0.46966 | 0.048952 | 0.7968 | 964.8 | 14472 | 0 | 0 | -0.26884 | 0 | -0.26884 | 0 | 0.088742 | 0 | 0.088742 | 0 | 0.33899 | 2.8064 | 0.33899 | 2.8064
253069-Comm. AC 65k to 134k ER | 0.36629 | 0.14613 | 0.9296 | 1125.6 | 16884 | 0 | 0 | -0.26512 | 0 | -0.26512 | 0 | 0.11492 | 0 | 0.11492 | 0 | 0.33902 | 6.4584 | 0.33902 | 6.4584
253069-Comm. AC 65k to 134k ER | 0.62544 | 0.26844 | 1.328 | 1608 | 24120 | 0 | 0 | -0.26537 | 0 | -0.26537 | 0 | 0.092216 | 0 | 0.092216 | 0 | 0.34753 | 2.8771 | 0.34753 | 2.8771
253069-Comm. AC 65k to 134k ER | 0.52328 | 0.20875 | 1.328 | 1608 | 24120 | 0 | 0 | -0.27215 | 0 | -0.27215 | 0 | 0.085432 | 0 | 0.085432 | 0 | 0.33085 | 2.739 | 0.33085 | 2.739
253069-Comm. AC 65k to 134k ER | 0.64634 | 0.084761 | 1.328 | 1608 | 24120 | 0 | 0 | -0.26795 | 0 | -0.26795 | 0 | 0.089635 | 0 | 0.089635 | 0 | 0.34118 | 2.8246 | 0.34118 | 2.8246
253069-Comm. AC 65k to 134k ER | 0.64634 | 0.084761 | 1.328 | 1608 | 24120 | 0 | 0 | -0.26795 | 0 | -0.26795 | 0 | 0.089635 | 0 | 0.089635 | 0 | 0.34118 | 2.8246 | 0.34118 | 2.8246
253069-Comm. AC 65k to 134k ER | 0.45244 | 0.059333 | 0.9296 | 1125.6 | 16884 | 0 | 0 | -0.26865 | 0 | -0.26865 | 0 | 0.086126 | 0 | 0.086126 | 0 | 0.3406 | 2.6363 | 0.3406 | 2.6363
253069-Comm. AC 65k to 134k ER | 0.64634 | 0.084761 | 1.328 | 1608 | 24120 | 0 | 0 | -0.26795 | 0 | -0.26795 | 0 | 0.089635 | 0 | 0.089635 | 0 | 0.34118 | 2.8246 | 0.34118 | 2.8246
253069-Comm. AC 65k to 134k ER | 0.43781 | 0.18791 | 0.9296 | 1125.6 | 16884 | 0 | 0 | -0.26607 | 0 | -0.26607 | 0 | 0.088707 | 0 | 0.088707 | 0 | 0.34693 | 2.6853 | 0.34693 | 2.6853
253069-Comm. AC 65k to 134k ER | 0.43781 | 0.18791 | 0.9296 | 1125.6 | 16884 | 0 | 0 | -0.26607 | 0 | -0.26607 | 0 | 0.088707 | 0 | 0.088707 | 0 | 0.34693 | 2.6853 | 0.34693 | 2.6853
253069-Comm. AC 65k to 134k ER | 0.52328 | 0.20875 | 1.328 | 1608 | 24120 | 0 | 0 | -0.27215 | 0 | -0.27215 | 0 | 0.085432 | 0 | 0.085432 | 0 | 0.33085 | 2.739 | 0.33085 | 2.739
253069-Comm. AC 65k to 134k ER | 0.45244 | 0.059333 | 0.9296 | 1125.6 | 16884 | 0 | 0 | -0.26865 | 0 | -0.26865 | 0 | 0.086126 | 0 | 0.086126 | 0 | 0.3406 | 2.6363 | 0.3406 | 2.6363
253069-Comm. AC 65k to 134k ER | 0.36629 | 0.14613 | 0.9296 | 1125.6 | 16884 | 0 | 0 | -0.27285 | 0 | -0.27285 | 0 | 0.081923 | 0 | 0.081923 | 0 | 0.33028 | 2.5564 | 0.33028 | 2.5564
253069-Comm. AC 65k to 134k ER | 0.43781 | 0.18791 | 0.9296 | 1125.6 | 16884 | 0 | 0 | -0.26607 | 0 | -0.26607 | 0 | 0.088707 | 0 | 0.088707 | 0 | 0.34693 | 2.6853 | 0.34693 | 2.6853
253069-Comm. AC 65k to 134k ER | 0.36629 | 0.14613 | 0.9296 | 1125.6 | 16884 | 0 | 0 | -0.27285 | 0 | -0.27285 | 0 | 0.081923 | 0 | 0.081923 | 0 | 0.33028 | 2.5564 | 0.33028 | 2.5564
253069-Comm. AC 65k to 134k ER | 0.36629 | 0.14613 | 0.9296 | 1125.6 | 16884 | 0 | 0 | -0.27143 | 0 | -0.27143 | 0 | 0.083342 | 0 | 0.083342 | 0 | 0.33376 | 2.5834 | 0.33376 | 2.5834
253069-Comm. AC 65k to 134k ER | 0.62544 | 0.26844 | 1.328 | 1608 | 24120 | 0 | 0 | -0.26537 | 0 | -0.26537 | 0 | 0.092216 | 0 | 0.092216 | 0 | 0.34753 | 2.8771 | 0.34753 | 2.8771
253069-Comm. AC 65k to 134k ER | 0.43781 | 0.18791 | 0.9296 | 1125.6 | 16884 | 0 | 0 | -0.26607 | 0 | -0.26607 | 0 | 0.088707 | 0 | 0.088707 | 0 | 0.34693 | 2.6853 | 0.34693 | 2.6853
253069-Comm. AC 65k to 134k ER | 0.43781 | 0.18791 | 0.9296 | 1125.6 | 16884 | 0 | 0 | -0.26607 | 0 | -0.26607 | 0 | 0.088707 | 0 | 0.088707 | 0 | 0.34693 | 2.6853 | 0.34693 | 2.6853
253069-Comm. AC 65k to 134k ER | 0.43781 | 0.18791 | 0.9296 | 1125.6 | 16884 | 0 | 0 | -0.26607 | 0 | -0.26607 | 0 | 0.088707 | 0 | 0.088707 | 0 | 0.34693 | 2.6853 | 0.34693 | 2.6853
253069-Comm. AC 65k to 134k ER | 0.36629 | 0.14613 | 0.9296 | 1125.6 | 16884 | 0 | 0 | -0.27285 | 0 | -0.27285 | 0 | 0.081923 | 0 | 0.081923 | 0 | 0.33028 | 2.5564 | 0.33028 | 2.5564
253069-Comm. AC 65k to 134k ER | 0.62544 | 0.26844 | 1.328 | 1608 | 24120 | 0 | 0 | -0.26537 | 0 | -0.26537 | 0 | 0.092216 | 0 | 0.092216 | 0 | 0.34753 | 2.8771 | 0.34753 | 2.8771
253069-Comm. AC 65k to 134k ER | 0.52328 | 0.20875 | 1.328 | 1608 | 24120 | 0 | 0 | -0.26484 | 0 | -0.26484 | 0 | 0.11633 | 0 | 0.11633 | 0 | 0.33925 | 6.9197 | 0.33925 | 6.9197
253069-Comm. AC 65k to 134k ER | 0.31397 | 0.12525 | 0.7968 | 964.8 | 14472 | 0 | 0 | -0.27073 | 0 | -0.27073 | 0 | 0.086851 | 0 | 0.086851 | 0 | 0.33434 | 2.7679 | 0.33434 | 2.7679
253069-Comm. AC 65k to 134k ER | 0.31397 | 0.12525 | 0.7968 | 964.8 | 14472 | 0 | 0 | -0.27073 | 0 | -0.27073 | 0 | 0.086851 | 0 | 0.086851 | 0 | 0.33434 | 2.7679 | 0.33434 | 2.7679
253069-Comm. AC 65k to 134k ER | 0.36629 | 0.14613 | 0.9296 | 1125.6 | 16884 | 0 | 0 | -0.26512 | 0 | -0.26512 | 0 | 0.11492 | 0 | 0.11492 | 0 | 0.33902 | 6.4584 | 0.33902 | 6.4584
253069-Comm. AC 65k to 134k ER | 0.52328 | 0.20875 | 1.328 | 1608 | 24120 | 0 | 0 | -0.26484 | 0 | -0.26484 | 0 | 0.11633 | 0 | 0.11633 | 0 | 0.33925 | 6.9197 | 0.33925 | 6.9197
253070-Comm. AC 65k to 134k ER | 0.77542 | 0.33282 | 1.988 | 1993.6 | 29904 | 0 | 0 | -0.085114 | 0 | -0.085114 | 0 | 0.11519 | 0 | 0.11519 | 0 | 0.62998 | 4.8762 | 0.62998 | 4.8762
253070-Comm. AC 65k to 134k ER | 0.64876 | 0.25881 | 1.988 | 1993.6 | 29904 | 0 | 0 | -0.0963 | 0 | -0.0963 | 0 | 0.10401 | 0 | 0.10401 | 0 | 0.58135 | 4.4998 | 0.58135 | 4.4998
253070-Comm. AC 65k to 134k ER | 1.1448 | 0.15012 | 2.84 | 2848 | 42720 | 0 | 0 | -0.08833 | 0 | -0.08833 | 0 | 0.11356 | 0 | 0.11356 | 0 | 0.61534 | 5.0942 | 0.61534 | 5.0942
253070-Comm. AC 65k to 134k ER | 0.9268 | 0.36973 | 2.84 | 2848 | 42720 | 0 | 0 | -0.0945 | 0 | -0.0945 | 0 | 0.10739 | 0 | 0.10739 | 0 | 0.58847 | 4.8718 | 0.58847 | 4.8718
253070-Comm. AC 65k to 134k ER | 0.64876 | 0.25881 | 1.988 | 1993.6 | 29904 | 0 | 0 | -0.094897 | 0 | -0.094897 | 0 | 0.10541 | 0 | 0.10541 | 0 | 0.58745 | 4.547 | 0.58745 | 4.547
253071-Comm. AC 135K to 239k ER | 0.78492 | 0.31313 | 1.992 | 2412 | 36180 | 0 | 0 | -0.28506 | 0 | -0.28506 | 0 | 0.095257 | 0 | 0.095257 | 0 | 0.32067 | 3.4238 | 0.32067 | 3.4238
253071-Comm. AC 135K to 239k ER | 0.78492 | 0.31313 | 1.992 | 2412 | 36180 | 0 | 0 | -0.28506 | 0 | -0.28506 | 0 | 0.095257 | 0 | 0.095257 | 0 | 0.32067 | 3.4238 | 0.32067 | 3.4238
253071-Comm. AC 135K to 239k ER | 0.78492 | 0.31313 | 1.992 | 2412 | 36180 | 0 | 0 | -0.28506 | 0 | -0.28506 | 0 | 0.095257 | 0 | 0.095257 | 0 | 0.32067 | 3.4238 | 0.32067 | 3.4238
253071-Comm. AC 135K to 239k ER | 0.68026 | 0.27138 | 1.7264 | 2090.4 | 31356 | 0 | 0 | -0.28506 | 0 | -0.28506 | 0 | 0.095257 | 0 | 0.095257 | 0 | 0.32067 | 3.4238 | 0.32067 | 3.4238
253071-Comm. AC 135K to 239k ER | 0.78492 | 0.31313 | 1.992 | 2412 | 36180 | 0 | 0 | -0.28506 | 0 | -0.28506 | 0 | 0.095257 | 0 | 0.095257 | 0 | 0.32067 | 3.4238 | 0.32067 | 3.4238
253071-Comm. AC 135K to 239k ER | 0.78492 | 0.31313 | 1.992 | 2412 | 36180 | 0 | 0 | -0.28506 | 0 | -0.28506 | 0 | 0.095257 | 0 | 0.095257 | 0 | 0.32067 | 3.4238 | 0.32067 | 3.4238
253071-Comm. AC 135K to 239k ER | 0.78492 | 0.31313 | 1.992 | 2412 | 36180 | 0 | 0 | -0.28506 | 0 | -0.28506 | 0 | 0.095257 | 0 | 0.095257 | 0 | 0.32067 | 3.4238 | 0.32067 | 3.4238
253071-Comm. AC 135K to 239k ER | 0.78492 | 0.31313 | 1.992 | 2412 | 36180 | 0 | 0 | -0.28506 | 0 | -0.28506 | 0 | 0.095257 | 0 | 0.095257 | 0 | 0.32067 | 3.4238 | 0.32067 | 3.4238
253071-Comm. AC 135K to 239k ER | 0.68026 | 0.27138 | 1.7264 | 2090.4 | 31356 | 0 | 0 | -0.28506 | 0 | -0.28506 | 0 | 0.095257 | 0 | 0.095257 | 0 | 0.32067 | 3.4238 | 0.32067 | 3.4238
253071-Comm. AC 135K to 239k ER | 2.2701 | 0.41077 | 2.4499 | 3414.672 | 51220.08 | 0 | 0 | -0.13423 | 0 | -0.13423 | 0 | 0.13441 | 0 | 0.13441 | 0 | 0.54713 | 5.8417 | 0.54713 | 5.8417
253071-Comm. AC 135K to 239k ER | 0.93931 | 0.097904 | 1.5936 | 1929.6 | 28944 | 0 | 0 | -0.28208 | 0 | -0.28208 | 0 | 0.096929 | 0 | 0.096929 | 0 | 0.3283 | 3.3677 | 0.3283 | 3.3677
253071-Comm. AC 135K to 239k ER | 0.96951 | 0.12714 | 1.992 | 2412 | 36180 | 0 | 0 | -0.27693 | 0 | -0.27693 | 0 | 0.11911 | 0 | 0.11911 | 0 | 0.33381 | 7.0614 | 0.33381 | 7.0614
253071-Comm. AC 135K to 239k ER | 0.93816 | 0.40267 | 1.992 | 2412 | 36180 | 0 | 0 | -0.27828 | 0 | -0.27828 | 0 | 0.10204 | 0 | 0.10204 | 0 | 0.33684 | 3.5964 | 0.33684 | 3.5964
253071-Comm. AC 135K to 239k ER | 0.78492 | 0.31313 | 1.992 | 2412 | 36180 | 0 | 0 | -0.28506 | 0 | -0.28506 | 0 | 0.095257 | 0 | 0.095257 | 0 | 0.32067 | 3.4238 | 0.32067 | 3.4238
253071-Comm. AC 135K to 239k ER | 0.68026 | 0.27138 | 1.7264 | 2090.4 | 31356 | 0 | 0 | -0.28506 | 0 | -0.28506 | 0 | 0.095257 | 0 | 0.095257 | 0 | 0.32067 | 3.4238 | 0.32067 | 3.4238
253071-Comm. AC 135K to 239k ER | 2.2701 | 0.41077 | 2.4499 | 3414.672 | 51220.08 | 0 | 0 | -0.13423 | 0 | -0.13423 | 0 | 0.13441 | 0 | 0.13441 | 0 | 0.54713 | 5.8417 | 0.54713 | 5.8417
253071-Comm. AC 135K to 239k ER | 0.78492 | 0.31313 | 1.992 | 2412 | 36180 | 0 | 0 | -0.28506 | 0 | -0.28506 | 0 | 0.095257 | 0 | 0.095257 | 0 | 0.32067 | 3.4238 | 0.32067 | 3.4238
253071-Comm. AC 135K to 239k ER | 0.68026 | 0.27138 | 1.7264 | 2090.4 | 31356 | 0 | 0 | -0.28506 | 0 | -0.28506 | 0 | 0.095257 | 0 | 0.095257 | 0 | 0.32067 | 3.4238 | 0.32067 | 3.4238
253071-Comm. AC 135K to 239k ER | 0.68026 | 0.27138 | 1.7264 | 2090.4 | 31356 | 0 | 0 | -0.28506 | 0 | -0.28506 | 0 | 0.095257 | 0 | 0.095257 | 0 | 0.32067 | 3.4238 | 0.32067 | 3.4238
253071-Comm. AC 135K to 239k ER | 0.68026 | 0.27138 | 1.7264 | 2090.4 | 31356 | 0 | 0 | -0.28506 | 0 | -0.28506 | 0 | 0.095257 | 0 | 0.095257 | 0 | 0.32067 | 3.4238 | 0.32067 | 3.4238
253071-Comm. AC 135K to 239k ER | 0.68026 | 0.27138 | 1.7264 | 2090.4 | 31356 | 0 | 0 | -0.28506 | 0 | -0.28506 | 0 | 0.095257 | 0 | 0.095257 | 0 | 0.32067 | 3.4238 | 0.32067 | 3.4238
253071-Comm. AC 135K to 239k ER | 0.68026 | 0.27138 | 1.7264 | 2090.4 | 31356 | 0 | 0 | -0.28506 | 0 | -0.28506 | 0 | 0.095257 | 0 | 0.095257 | 0 | 0.32067 | 3.4238 | 0.32067 | 3.4238
253071-Comm. AC 135K to 239k ER | 0.68026 | 0.27138 | 1.7264 | 2090.4 | 31356 | 0 | 0 | -0.28506 | 0 | -0.28506 | 0 | 0.095257 | 0 | 0.095257 | 0 | 0.32067 | 3.4238 | 0.32067 | 3.4238
253071-Comm. AC 135K to 239k ER | 0.68026 | 0.27138 | 1.7264 | 2090.4 | 31356 | 0 | 0 | -0.28506 | 0 | -0.28506 | 0 | 0.095257 | 0 | 0.095257 | 0 | 0.32067 | 3.4238 | 0.32067 | 3.4238
253071-Comm. AC 135K to 239k ER | 0.68026 | 0.27138 | 1.7264 | 2090.4 | 31356 | 0 | 0 | -0.28506 | 0 | -0.28506 | 0 | 0.095257 | 0 | 0.095257 | 0 | 0.32067 | 3.4238 | 0.32067 | 3.4238
253071-Comm. AC 135K to 239k ER | 0.68026 | 0.27138 | 1.7264 | 2090.4 | 31356 | 0 | 0 | -0.28506 | 0 | -0.28506 | 0 | 0.095257 | 0 | 0.095257 | 0 | 0.32067 | 3.4238 | 0.32067 | 3.4238
253071-Comm. AC 135K to 239k ER | 0.78492 | 0.31313 | 1.992 | 2412 | 36180 | 0 | 0 | -0.28506 | 0 | -0.28506 | 0 | 0.095257 | 0 | 0.095257 | 0 | 0.32067 | 3.4238 | 0.32067 | 3.4238
253071-Comm. AC 135K to 239k ER | 0.78492 | 0.31313 | 1.992 | 2412 | 36180 | 0 | 0 | -0.28506 | 0 | -0.28506 | 0 | 0.095257 | 0 | 0.095257 | 0 | 0.32067 | 3.4238 | 0.32067 | 3.4238
253071-Comm. AC 135K to 239k ER | 0.78492 | 0.31313 | 1.992 | 2412 | 36180 | 0 | 0 | -0.28506 | 0 | -0.28506 | 0 | 0.095257 | 0 | 0.095257 | 0 | 0.32067 | 3.4238 | 0.32067 | 3.4238
253071-Comm. AC 135K to 239k ER | 0.78492 | 0.31313 | 1.992 | 2412 | 36180 | 0 | 0 | -0.28506 | 0 | -0.28506 | 0 | 0.095257 | 0 | 0.095257 | 0 | 0.32067 | 3.4238 | 0.32067 | 3.4238
253071-Comm. AC 135K to 239k ER | 0.78492 | 0.31313 | 1.992 | 2412 | 36180 | 0 | 0 | -0.28506 | 0 | -0.28506 | 0 | 0.095257 | 0 | 0.095257 | 0 | 0.32067 | 3.4238 | 0.32067 | 3.4238
253071-Comm. AC 135K to 239k ER | 0.78492 | 0.31313 | 1.992 | 2412 | 36180 | 0 | 0 | -0.28506 | 0 | -0.28506 | 0 | 0.095257 | 0 | 0.095257 | 0 | 0.32067 | 3.4238 | 0.32067 | 3.4238
253071-Comm. AC 135K to 239k ER | 0.78492 | 0.31313 | 1.992 | 2412 | 36180 | 0 | 0 | -0.28506 | 0 | -0.28506 | 0 | 0.095257 | 0 | 0.095257 | 0 | 0.32067 | 3.4238 | 0.32067 | 3.4238
253071-Comm. AC 135K to 239k ER | 1.1741 | 0.12238 | 1.992 | 2412 | 36180 | 0 | 0 | -0.27582 | 0 | -0.27582 | 0 | 0.12022 | 0 | 0.12022 | 0 | 0.33649 | 7.118 | 0.33649 | 7.118
253071-Comm. AC 135K to 239k ER | 0.78492 | 0.31313 | 1.992 | 2412 | 36180 | 0 | 0 | -0.28506 | 0 | -0.28506 | 0 | 0.095257 | 0 | 0.095257 | 0 | 0.32067 | 3.4238 | 0.32067 | 3.4238
253071-Comm. AC 135K to 239k ER | 0.83724 | 0.334 | 2.1248 | 2572.8 | 38592 | 0 | 0 | -0.28506 | 0 | -0.28506 | 0 | 0.095257 | 0 | 0.095257 | 0 | 0.32067 | 3.4238 | 0.32067 | 3.4238
253071-Comm. AC 135K to 239k ER | 0.78492 | 0.31313 | 1.992 | 2412 | 36180 | 0 | 0 | -0.28506 | 0 | -0.28506 | 0 | 0.095257 | 0 | 0.095257 | 0 | 0.32067 | 3.4238 | 0.32067 | 3.4238
253071-Comm. AC 135K to 239k ER | 0.78492 | 0.31313 | 1.992 | 2412 | 36180 | 0 | 0 | -0.28506 | 0 | -0.28506 | 0 | 0.095257 | 0 | 0.095257 | 0 | 0.32067 | 3.4238 | 0.32067 | 3.4238
253071-Comm. AC 135K to 239k ER | 0.78492 | 0.31313 | 1.992 | 2412 | 36180 | 0 | 0 | -0.28506 | 0 | -0.28506 | 0 | 0.095257 | 0 | 0.095257 | 0 | 0.32067 | 3.4238 | 0.32067 | 3.4238
253072-Comm. AC 135K to 239k ER | 1.2048 | 0.48065 | 3.692 | 3702.4 | 55536 | 0 | 0 | -0.10179 | 0 | -0.10179 | 0 | 0.11294 | 0 | 0.11294 | 0 | 0.57036 | 6.0897 | 0.57036 | 6.0897
253072-Comm. AC 135K to 239k ER | 1.3293 | 0.57054 | 3.408 | 3417.6 | 51264 | 0 | 0 | -0.092192 | 0 | -0.092192 | 0 | 0.1218 | 0 | 0.1218 | 0 | 0.61117 | 6.2694 | 0.61117 | 6.2694
253072-Comm. AC 135K to 239k ER | 1.2048 | 0.48065 | 3.692 | 3702.4 | 55536 | 0 | 0 | -0.10179 | 0 | -0.10179 | 0 | 0.11294 | 0 | 0.11294 | 0 | 0.57036 | 6.0897 | 0.57036 | 6.0897
253072-Comm. AC 135K to 239k ER | 1.3293 | 0.57054 | 3.408 | 3417.6 | 51264 | 0 | 0 | -0.092192 | 0 | -0.092192 | 0 | 0.1218 | 0 | 0.1218 | 0 | 0.61117 | 6.2694 | 0.61117 | 6.2694
253072-Comm. AC 135K to 239k ER | 1.2048 | 0.48065 | 3.692 | 3702.4 | 55536 | 0 | 0 | -0.10179 | 0 | -0.10179 | 0 | 0.11294 | 0 | 0.11294 | 0 | 0.57036 | 6.0897 | 0.57036 | 6.0897
253072-Comm. AC 135K to 239k ER | 1.3293 | 0.57054 | 3.408 | 3417.6 | 51264 | 0 | 0 | -0.092192 | 0 | -0.092192 | 0 | 0.1218 | 0 | 0.1218 | 0 | 0.61117 | 6.2694 | 0.61117 | 6.2694
253072-Comm. AC 135K to 239k ER | 1.2048 | 0.48065 | 3.692 | 3702.4 | 55536 | 0 | 0 | -0.10179 | 0 | -0.10179 | 0 | 0.11294 | 0 | 0.11294 | 0 | 0.57036 | 6.0897 | 0.57036 | 6.0897
253072-Comm. AC 135K to 239k ER | 1.3902 | 0.5546 | 4.26 | 4272 | 64080 | 0 | 0 | -0.10179 | 0 | -0.10179 | 0 | 0.11294 | 0 | 0.11294 | 0 | 0.57036 | 6.0897 | 0.57036 | 6.0897
253072-Comm. AC 135K to 239k ER | 1.3902 | 0.5546 | 4.26 | 4272 | 64080 | 0 | 0 | -0.10179 | 0 | -0.10179 | 0 | 0.11294 | 0 | 0.11294 | 0 | 0.57036 | 6.0897 | 0.57036 | 6.0897
253072-Comm. AC 135K to 239k ER | 1.2048 | 0.48065 | 3.692 | 3702.4 | 55536 | 0 | 0 | -0.10179 | 0 | -0.10179 | 0 | 0.11294 | 0 | 0.11294 | 0 | 0.57036 | 6.0897 | 0.57036 | 6.0897
253072-Comm. AC 135K to 239k ER | 1.2048 | 0.48065 | 3.692 | 3702.4 | 55536 | 0 | 0 | -0.10179 | 0 | -0.10179 | 0 | 0.11294 | 0 | 0.11294 | 0 | 0.57036 | 6.0897 | 0.57036 | 6.0897
253072-Comm. AC 135K to 239k ER | 1.2048 | 0.48065 | 3.692 | 3702.4 | 55536 | 0 | 0 | -0.10179 | 0 | -0.10179 | 0 | 0.11294 | 0 | 0.11294 | 0 | 0.57036 | 6.0897 | 0.57036 | 6.0897
253072-Comm. AC 135K to 239k ER | 1.2048 | 0.48065 | 3.692 | 3702.4 | 55536 | 0 | 0 | -0.10179 | 0 | -0.10179 | 0 | 0.11294 | 0 | 0.11294 | 0 | 0.57036 | 6.0897 | 0.57036 | 6.0897
253072-Comm. AC 135K to 239k ER | 1.2048 | 0.48065 | 3.692 | 3702.4 | 55536 | 0 | 0 | -0.10179 | 0 | -0.10179 | 0 | 0.11294 | 0 | 0.11294 | 0 | 0.57036 | 6.0897 | 0.57036 | 6.0897
253072-Comm. AC 135K to 239k ER | 1.2048 | 0.48065 | 3.692 | 3702.4 | 55536 | 0 | 0 | -0.10179 | 0 | -0.10179 | 0 | 0.11294 | 0 | 0.11294 | 0 | 0.57036 | 6.0897 | 0.57036 | 6.0897
253072-Comm. AC 135K to 239k ER | 1.3902 | 0.5546 | 4.26 | 4272 | 64080 | 0 | 0 | -0.10179 | 0 | -0.10179 | 0 | 0.11294 | 0 | 0.11294 | 0 | 0.57036 | 6.0897 | 0.57036 | 6.0897
253072-Comm. AC 135K to 239k ER | 1.3902 | 0.5546 | 4.26 | 4272 | 64080 | 0 | 0 | -0.10179 | 0 | -0.10179 | 0 | 0.11294 | 0 | 0.11294 | 0 | 0.57036 | 6.0897 | 0.57036 | 6.0897
253072-Comm. AC 135K to 239k ER | 2.0796 | 0.21675 | 4.26 | 4272 | 64080 | 0 | 0 | -0.087585 | 0 | -0.087585 | 0 | 0.13602 | 0 | 0.13602 | 0 | 0.62682 | 13.2598 | 0.62682 | 13.2598
253072-Comm. AC 135K to 239k ER | 1.6616 | 0.71318 | 4.26 | 4272 | 64080 | 0 | 0 | -0.092008 | 0 | -0.092008 | 0 | 0.12272 | 0 | 0.12272 | 0 | 0.61165 | 6.5306 | 0.61165 | 6.5306
253072-Comm. AC 135K to 239k ER | 1.6616 | 0.71318 | 4.26 | 4272 | 64080 | 0 | 0 | -0.092008 | 0 | -0.092008 | 0 | 0.12272 | 0 | 0.12272 | 0 | 0.61165 | 6.5306 | 0.61165 | 6.5306
253072-Comm. AC 135K to 239k ER | 1.6616 | 0.71318 | 4.26 | 4272 | 64080 | 0 | 0 | -0.092008 | 0 | -0.092008 | 0 | 0.12272 | 0 | 0.12272 | 0 | 0.61165 | 6.5306 | 0.61165 | 6.5306
253072-Comm. AC 135K to 239k ER | 1.2048 | 0.48065 | 3.692 | 3702.4 | 55536 | 0 | 0 | -0.10179 | 0 | -0.10179 | 0 | 0.11294 | 0 | 0.11294 | 0 | 0.57036 | 6.0897 | 0.57036 | 6.0897
253072-Comm. AC 135K to 239k ER | 1.3293 | 0.57054 | 3.408 | 3417.6 | 51264 | 0 | 0 | -0.092192 | 0 | -0.092192 | 0 | 0.1218 | 0 | 0.1218 | 0 | 0.61117 | 6.2694 | 0.61117 | 6.2694
253072-Comm. AC 135K to 239k ER | 1.3293 | 0.57054 | 3.408 | 3417.6 | 51264 | 0 | 0 | -0.092192 | 0 | -0.092192 | 0 | 0.1218 | 0 | 0.1218 | 0 | 0.61117 | 6.2694 | 0.61117 | 6.2694
253072-Comm. AC 135K to 239k ER | 1.3293 | 0.57054 | 3.408 | 3417.6 | 51264 | 0 | 0 | -0.092192 | 0 | -0.092192 | 0 | 0.1218 | 0 | 0.1218 | 0 | 0.61117 | 6.2694 | 0.61117 | 6.2694
253072-Comm. AC 135K to 239k ER | 1.6616 | 0.71318 | 4.26 | 4272 | 64080 | 0 | 0 | -0.092008 | 0 | -0.092008 | 0 | 0.12272 | 0 | 0.12272 | 0 | 0.61165 | 6.5306 | 0.61165 | 6.5306
253072-Comm. AC 135K to 239k ER | 0.62793 | 0.2505 | 1.5936 | 1929.6 | 28944 | 0 | 0 | -0.28364 | 0 | -0.28364 | 0 | 0.096676 | 0 | 0.096676 | 0 | 0.32405 | 3.4599 | 0.32405 | 3.4599
253073-Comm. AC 240k to 759k ER | 1.0881 | 0.43407 | 2.4028 | 3343.632 | 50154.48 | 0 | 0 | -0.19775 | 0 | -0.19775 | 0 | 0.10951 | 0 | 0.10951 | 0 | 0.40518 | 5.3454 | 0.40518 | 5.3454
253073-Comm. AC 240k to 759k ER | 1.3601 | 0.54259 | 3.0036 | 4179.54 | 62693.1 | 0 | 0 | -0.1979 | 0 | -0.1979 | 0 | 0.10936 | 0 | 0.10936 | 0 | 0.40473 | 5.3395 | 0.40473 | 5.3395
253073-Comm. AC 240k to 759k ER | 1.3005 | 0.5582 | 2.4028 | 3343.632 | 50154.48 | 0 | 0 | -0.19112 | 0 | -0.19112 | 0 | 0.11614 | 0 | 0.11614 | 0 | 0.42514 | 5.6087 | 0.42514 | 5.6087
253073-Comm. AC 240k to 759k ER | 1.0881 | 0.43407 | 2.4028 | 3343.632 | 50154.48 | 0 | 0 | -0.1979 | 0 | -0.1979 | 0 | 0.10936 | 0 | 0.10936 | 0 | 0.40473 | 5.3395 | 0.40473 | 5.3395
253073-Comm. AC 240k to 759k ER | 1.0881 | 0.43407 | 2.4028 | 3343.632 | 50154.48 | 0 | 0 | -0.1979 | 0 | -0.1979 | 0 | 0.10936 | 0 | 0.10936 | 0 | 0.40473 | 5.3395 | 0.40473 | 5.3395
253073-Comm. AC 240k to 759k ER | 2.601 | 1.1164 | 4.8057 | 6687.264 | 100308.96 | 0 | 0 | -0.19112 | 0 | -0.19112 | 0 | 0.11614 | 0 | 0.11614 | 0 | 0.42514 | 5.6087 | 0.42514 | 5.6087
253073-Comm. AC 240k to 759k ER | 1.0881 | 0.43407 | 2.4028 | 3343.632 | 50154.48 | 0 | 0 | -0.19775 | 0 | -0.19775 | 0 | 0.10951 | 0 | 0.10951 | 0 | 0.40518 | 5.3454 | 0.40518 | 5.3454
253073-Comm. AC 240k to 759k ER | 1.3005 | 0.5582 | 2.4028 | 3343.632 | 50154.48 | 0 | 0 | -0.19112 | 0 | -0.19112 | 0 | 0.11614 | 0 | 0.11614 | 0 | 0.42514 | 5.6087 | 0.42514 | 5.6087
253073-Comm. AC 240k to 759k ER | 2.4415 | 0.25447 | 3.6043 | 5015.448 | 75231.72 | 0 | 0 | -0.1946 | 0 | -0.1946 | 0 | 0.11267 | 0 | 0.11267 | 0 | 0.41469 | 5.4708 | 0.41469 | 5.4708
253073-Comm. AC 240k to 759k ER | 1.3601 | 0.54259 | 3.0036 | 4179.54 | 62693.1 | 0 | 0 | -0.1979 | 0 | -0.1979 | 0 | 0.10936 | 0 | 0.10936 | 0 | 0.40473 | 5.3395 | 0.40473 | 5.3395
253073-Comm. AC 240k to 759k ER | 1.9508 | 0.83729 | 3.6043 | 5015.448 | 75231.72 | 0 | 0 | -0.19112 | 0 | -0.19112 | 0 | 0.11614 | 0 | 0.11614 | 0 | 0.42514 | 5.6087 | 0.42514 | 5.6087
253073-Comm. AC 240k to 759k ER | 2.0346 | 0.21206 | 3.0036 | 4179.54 | 62693.1 | 0 | 0 | -0.1946 | 0 | -0.1946 | 0 | 0.11267 | 0 | 0.11267 | 0 | 0.41469 | 5.4708 | 0.41469 | 5.4708
253073-Comm. AC 240k to 759k ER | 2.0346 | 0.21206 | 3.0036 | 4179.54 | 62693.1 | 0 | 0 | -0.1946 | 0 | -0.1946 | 0 | 0.11267 | 0 | 0.11267 | 0 | 0.41469 | 5.4708 | 0.41469 | 5.4708
253073-Comm. AC 240k to 759k ER | 2.601 | 1.1164 | 4.8057 | 6687.264 | 100308.96 | 0 | 0 | -0.19112 | 0 | -0.19112 | 0 | 0.11614 | 0 | 0.11614 | 0 | 0.42514 | 5.6087 | 0.42514 | 5.6087
253073-Comm. AC 240k to 759k ER | 2.0346 | 0.21206 | 3.0036 | 4179.54 | 62693.1 | 0 | 0 | -0.1946 | 0 | -0.1946 | 0 | 0.11267 | 0 | 0.11267 | 0 | 0.41469 | 5.4708 | 0.41469 | 5.4708
253073-Comm. AC 240k to 759k ER | 2.4415 | 0.25447 | 3.6043 | 5015.448 | 75231.72 | 0 | 0 | -0.1946 | 0 | -0.1946 | 0 | 0.11267 | 0 | 0.11267 | 0 | 0.41469 | 5.4708 | 0.41469 | 5.4708
253073-Comm. AC 240k to 759k ER | 2.4415 | 0.25447 | 3.6043 | 5015.448 | 75231.72 | 0 | 0 | -0.1946 | 0 | -0.1946 | 0 | 0.11267 | 0 | 0.11267 | 0 | 0.41469 | 5.4708 | 0.41469 | 5.4708
253073-Comm. AC 240k to 759k ER | 2.1762 | 0.86815 | 4.8057 | 6687.264 | 100308.96 | 0 | 0 | -0.19649 | 0 | -0.19649 | 0 | 0.11078 | 0 | 0.11078 | 0 | 0.409 | 5.3958 | 0.409 | 5.3958
253073-Comm. AC 240k to 759k ER | 2.1762 | 0.86815 | 4.8057 | 6687.264 | 100308.96 | 0 | 0 | -0.19649 | 0 | -0.19649 | 0 | 0.11078 | 0 | 0.11078 | 0 | 0.409 | 5.3958 | 0.409 | 5.3958
253073-Comm. AC 240k to 759k ER | 2.1762 | 0.86815 | 4.8057 | 6687.264 | 100308.96 | 0 | 0 | -0.19649 | 0 | -0.19649 | 0 | 0.11078 | 0 | 0.11078 | 0 | 0.409 | 5.3958 | 0.409 | 5.3958
253073-Comm. AC 240k to 759k ER | 1.4689 | 0.586 | 3.2438 | 4513.9032 | 67708.548 | 0 | 0 | -0.19658 | 0 | -0.19658 | 0 | 0.11031 | 0 | 0.11031 | 0 | 0.40889 | 5.2977 | 0.40889 | 5.2977
253073-Comm. AC 240k to 759k ER | 1.4689 | 0.586 | 3.2438 | 4513.9032 | 67708.548 | 0 | 0 | -0.19658 | 0 | -0.19658 | 0 | 0.11031 | 0 | 0.11031 | 0 | 0.40889 | 5.2977 | 0.40889 | 5.2977
253073-Comm. AC 240k to 759k ER | 2.1762 | 0.86815 | 4.8057 | 6687.264 | 100308.96 | 0 | 0 | -0.19649 | 0 | -0.19649 | 0 | 0.11078 | 0 | 0.11078 | 0 | 0.409 | 5.3958 | 0.409 | 5.3958
253074-Comm. AC 240k to 759k ER | 3.5183 | 1.4036 | 8.6073 | 10811.56 | 162173.4 | 0 | 0 | -0.12235 | 0 | -0.12235 | 0 | 0.11911 | 0 | 0.11911 | 0 | 0.52222 | 9.1511 | 0.52222 | 9.1511
253074-Comm. AC 240k to 759k ER | 1.7592 | 0.70178 | 4.3036 | 5405.78 | 81086.7 | 0 | 0 | -0.12332 | 0 | -0.12332 | 0 | 0.11424 | 0 | 0.11424 | 0 | 0.52024 | 6.8633 | 0.52024 | 6.8633
253074-Comm. AC 240k to 759k ER | 1.7592 | 0.70178 | 4.3036 | 5405.78 | 81086.7 | 0 | 0 | -0.12332 | 0 | -0.12332 | 0 | 0.11424 | 0 | 0.11424 | 0 | 0.52024 | 6.8633 | 0.52024 | 6.8633
253074-Comm. AC 240k to 759k ER | 1.7592 | 0.70178 | 4.3036 | 5405.78 | 81086.7 | 0 | 0 | -0.12332 | 0 | -0.12332 | 0 | 0.11424 | 0 | 0.11424 | 0 | 0.52024 | 6.8633 | 0.52024 | 6.8633
253074-Comm. AC 240k to 759k ER | 1.7592 | 0.70178 | 4.3036 | 5405.78 | 81086.7 | 0 | 0 | -0.12332 | 0 | -0.12332 | 0 | 0.11424 | 0 | 0.11424 | 0 | 0.52024 | 6.8633 | 0.52024 | 6.8633
253074-Comm. AC 240k to 759k ER | 3.5183 | 1.4036 | 8.6073 | 10811.56 | 162173.4 | 0 | 0 | -0.12235 | 0 | -0.12235 | 0 | 0.11911 | 0 | 0.11911 | 0 | 0.52222 | 9.1511 | 0.52222 | 9.1511
253074-Comm. AC 240k to 759k ER | 3.5183 | 1.4036 | 8.6073 | 10811.56 | 162173.4 | 0 | 0 | -0.12235 | 0 | -0.12235 | 0 | 0.11911 | 0 | 0.11911 | 0 | 0.52222 | 9.1511 | 0.52222 | 9.1511
253074-Comm. AC 240k to 759k ER | 3.5183 | 1.4036 | 8.6073 | 10811.56 | 162173.4 | 0 | 0 | -0.12235 | 0 | -0.12235 | 0 | 0.11911 | 0 | 0.11911 | 0 | 0.52222 | 9.1511 | 0.52222 | 9.1511
253074-Comm. AC 240k to 759k ER | 4.222 | 1.6843 | 10.3287 | 12973.872 | 194608.08 | 0 | 0 | -0.12192 | 0 | -0.12192 | 0 | 0.11565 | 0 | 0.11565 | 0 | 0.5257 | 6.9353 | 0.5257 | 6.9353
253074-Comm. AC 240k to 759k ER | 2.4628 | 0.9825 | 6.0251 | 7568.092 | 113521.38 | 0 | 0 | -0.12192 | 0 | -0.12192 | 0 | 0.11565 | 0 | 0.11565 | 0 | 0.5257 | 6.9353 | 0.5257 | 6.9353
253074-Comm. AC 240k to 759k ER | 1.8999 | 0.75793 | 4.6479 | 5838.2424 | 87573.636 | 0 | 0 | -0.12199 | 0 | -0.12199 | 0 | 0.11528 | 0 | 0.11528 | 0 | 0.52555 | 6.8092 | 0.52555 | 6.8092
253074-Comm. AC 240k to 759k ER | 2.4628 | 0.9825 | 6.0251 | 7568.092 | 113521.38 | 0 | 0 | -0.12192 | 0 | -0.12192 | 0 | 0.11565 | 0 | 0.11565 | 0 | 0.5257 | 6.9353 | 0.5257 | 6.9353
253074-Comm. AC 240k to 759k ER | 2.4628 | 0.9825 | 6.0251 | 7568.092 | 113521.38 | 0 | 0 | -0.12192 | 0 | -0.12192 | 0 | 0.11565 | 0 | 0.11565 | 0 | 0.5257 | 6.9353 | 0.5257 | 6.9353
253074-Comm. AC 240k to 759k ER | 2.4628 | 0.9825 | 6.0251 | 7568.092 | 113521.38 | 0 | 0 | -0.12192 | 0 | -0.12192 | 0 | 0.11565 | 0 | 0.11565 | 0 | 0.5257 | 6.9353 | 0.5257 | 6.9353
253074-Comm. AC 240k to 759k ER | 4.222 | 1.6843 | 10.3287 | 12973.872 | 194608.08 | 0 | 0 | -0.12192 | 0 | -0.12192 | 0 | 0.11565 | 0 | 0.11565 | 0 | 0.5257 | 6.9353 | 0.5257 | 6.9353
253074-Comm. AC 240k to 759k ER | 2.111 | 0.84214 | 5.1644 | 6486.936 | 97304.04 | 0 | 0 | -0.12192 | 0 | -0.12192 | 0 | 0.11565 | 0 | 0.11565 | 0 | 0.5257 | 6.9353 | 0.5257 | 6.9353
253074-Comm. AC 240k to 759k ER | 1.8999 | 0.75793 | 4.6479 | 5838.2424 | 87573.636 | 0 | 0 | -0.12199 | 0 | -0.12199 | 0 | 0.11528 | 0 | 0.11528 | 0 | 0.52555 | 6.8092 | 0.52555 | 6.8092
253074-Comm. AC 240k to 759k ER | 2.4628 | 0.9825 | 6.0251 | 7568.092 | 113521.38 | 0 | 0 | -0.12192 | 0 | -0.12192 | 0 | 0.11565 | 0 | 0.11565 | 0 | 0.5257 | 6.9353 | 0.5257 | 6.9353
253074-Comm. AC 240k to 759k ER | 2.4628 | 0.9825 | 6.0251 | 7568.092 | 113521.38 | 0 | 0 | -0.12192 | 0 | -0.12192 | 0 | 0.11565 | 0 | 0.11565 | 0 | 0.5257 | 6.9353 | 0.5257 | 6.9353
253074-Comm. AC 240k to 759k ER | 2.111 | 0.84214 | 5.1644 | 6486.936 | 97304.04 | 0 | 0 | -0.12192 | 0 | -0.12192 | 0 | 0.11565 | 0 | 0.11565 | 0 | 0.5257 | 6.9353 | 0.5257 | 6.9353
253074-Comm. AC 240k to 759k ER | 1.8999 | 0.75793 | 4.6479 | 5838.2424 | 87573.636 | 0 | 0 | -0.12199 | 0 | -0.12199 | 0 | 0.11528 | 0 | 0.11528 | 0 | 0.52555 | 6.8092 | 0.52555 | 6.8092
253074-Comm. AC 240k to 759k ER | 4.9256 | 1.965 | 12.0502 | 15136.184 | 227042.76 | 0 | 0 | -0.12192 | 0 | -0.12192 | 0 | 0.11565 | 0 | 0.11565 | 0 | 0.5257 | 6.9353 | 0.5257 | 6.9353
253074-Comm. AC 240k to 759k ER | 1.8999 | 0.75793 | 4.6479 | 5838.2424 | 87573.636 | 0 | 0 | -0.12199 | 0 | -0.12199 | 0 | 0.11528 | 0 | 0.11528 | 0 | 0.52555 | 6.8092 | 0.52555 | 6.8092
253074-Comm. AC 240k to 759k ER | 4.9256 | 1.965 | 12.0502 | 15136.184 | 227042.76 | 0 | 0 | -0.12192 | 0 | -0.12192 | 0 | 0.11565 | 0 | 0.11565 | 0 | 0.5257 | 6.9353 | 0.5257 | 6.9353
253074-Comm. AC 240k to 759k ER | 2.4628 | 0.9825 | 6.0251 | 7568.092 | 113521.38 | 0 | 0 | -0.12192 | 0 | -0.12192 | 0 | 0.11565 | 0 | 0.11565 | 0 | 0.5257 | 6.9353 | 0.5257 | 6.9353
253074-Comm. AC 240k to 759k ER | 2.4628 | 0.9825 | 6.0251 | 7568.092 | 113521.38 | 0 | 0 | -0.12192 | 0 | -0.12192 | 0 | 0.11565 | 0 | 0.11565 | 0 | 0.5257 | 6.9353 | 0.5257 | 6.9353
253074-Comm. AC 240k to 759k ER | 4.9256 | 1.965 | 12.0502 | 15136.184 | 227042.76 | 0 | 0 | -0.12192 | 0 | -0.12192 | 0 | 0.11565 | 0 | 0.11565 | 0 | 0.5257 | 6.9353 | 0.5257 | 6.9353
253074-Comm. AC 240k to 759k ER | 2.4628 | 0.9825 | 6.0251 | 7568.092 | 113521.38 | 0 | 0 | -0.12192 | 0 | -0.12192 | 0 | 0.11565 | 0 | 0.11565 | 0 | 0.5257 | 6.9353 | 0.5257 | 6.9353
253074-Comm. AC 240k to 759k ER | 2.111 | 0.84214 | 5.1644 | 6486.936 | 97304.04 | 0 | 0 | -0.12192 | 0 | -0.12192 | 0 | 0.11565 | 0 | 0.11565 | 0 | 0.5257 | 6.9353 | 0.5257 | 6.9353
253074-Comm. AC 240k to 759k ER | 1.8999 | 0.75793 | 4.6479 | 5838.2424 | 87573.636 | 0 | 0 | -0.12199 | 0 | -0.12199 | 0 | 0.11528 | 0 | 0.11528 | 0 | 0.52555 | 6.8092 | 0.52555 | 6.8092
253074-Comm. AC 240k to 759k ER | 2.4628 | 0.9825 | 6.0251 | 7568.092 | 113521.38 | 0 | 0 | -0.12192 | 0 | -0.12192 | 0 | 0.11565 | 0 | 0.11565 | 0 | 0.5257 | 6.9353 | 0.5257 | 6.9353
253074-Comm. AC 240k to 759k ER | 2.4628 | 0.9825 | 6.0251 | 7568.092 | 113521.38 | 0 | 0 | -0.12192 | 0 | -0.12192 | 0 | 0.11565 | 0 | 0.11565 | 0 | 0.5257 | 6.9353 | 0.5257 | 6.9353
253074-Comm. AC 240k to 759k ER | 2.4628 | 0.9825 | 6.0251 | 7568.092 | 113521.38 | 0 | 0 | -0.12192 | 0 | -0.12192 | 0 | 0.11565 | 0 | 0.11565 | 0 | 0.5257 | 6.9353 | 0.5257 | 6.9353
253074-Comm. AC 240k to 759k ER | 2.4628 | 0.9825 | 6.0251 | 7568.092 | 113521.38 | 0 | 0 | -0.12192 | 0 | -0.12192 | 0 | 0.11565 | 0 | 0.11565 | 0 | 0.5257 | 6.9353 | 0.5257 | 6.9353
253074-Comm. AC 240k to 759k ER | 2.4628 | 0.9825 | 6.0251 | 7568.092 | 113521.38 | 0 | 0 | -0.12192 | 0 | -0.12192 | 0 | 0.11565 | 0 | 0.11565 | 0 | 0.5257 | 6.9353 | 0.5257 | 6.9353
253074-Comm. AC 240k to 759k ER | 2.111 | 0.84214 | 5.1644 | 6486.936 | 97304.04 | 0 | 0 | -0.12192 | 0 | -0.12192 | 0 | 0.11565 | 0 | 0.11565 | 0 | 0.5257 | 6.9353 | 0.5257 | 6.9353
253074-Comm. AC 240k to 759k ER | 2.4628 | 0.9825 | 6.0251 | 7568.092 | 113521.38 | 0 | 0 | -0.12192 | 0 | -0.12192 | 0 | 0.11565 | 0 | 0.11565 | 0 | 0.5257 | 6.9353 | 0.5257 | 6.9353
253074-Comm. AC 240k to 759k ER | 2.4628 | 0.9825 | 6.0251 | 7568.092 | 113521.38 | 0 | 0 | -0.12192 | 0 | -0.12192 | 0 | 0.11565 | 0 | 0.11565 | 0 | 0.5257 | 6.9353 | 0.5257 | 6.9353
253074-Comm. AC 240k to 759k ER | 2.4628 | 0.9825 | 6.0251 | 7568.092 | 113521.38 | 0 | 0 | -0.12192 | 0 | -0.12192 | 0 | 0.11565 | 0 | 0.11565 | 0 | 0.5257 | 6.9353 | 0.5257 | 6.9353
253074-Comm. AC 240k to 759k ER | 1.8999 | 0.75793 | 4.6479 | 5838.2424 | 87573.636 | 0 | 0 | -0.12199 | 0 | -0.12199 | 0 | 0.11528 | 0 | 0.11528 | 0 | 0.52555 | 6.8092 | 0.52555 | 6.8092
253074-Comm. AC 240k to 759k ER | 2.4628 | 0.9825 | 6.0251 | 7568.092 | 113521.38 | 0 | 0 | -0.12192 | 0 | -0.12192 | 0 | 0.11565 | 0 | 0.11565 | 0 | 0.5257 | 6.9353 | 0.5257 | 6.9353
253074-Comm. AC 240k to 759k ER | 1.8999 | 0.75793 | 4.6479 | 5838.2424 | 87573.636 | 0 | 0 | -0.12199 | 0 | -0.12199 | 0 | 0.11528 | 0 | 0.11528 | 0 | 0.52555 | 6.8092 | 0.52555 | 6.8092
253074-Comm. AC 240k to 759k ER | 2.4628 | 0.9825 | 6.0251 | 7568.092 | 113521.38 | 0 | 0 | -0.12192 | 0 | -0.12192 | 0 | 0.11565 | 0 | 0.11565 | 0 | 0.5257 | 6.9353 | 0.5257 | 6.9353
253074-Comm. AC 240k to 759k ER | 3.1665 | 1.2632 | 7.7466 | 9730.404 | 145956.06 | 0 | 0 | -0.12192 | 0 | -0.12192 | 0 | 0.11565 | 0 | 0.11565 | 0 | 0.5257 | 6.9353 | 0.5257 | 6.9353
253076-Comm. HP <65k single phase split ER to code | 0 | 0 | 0 | 0 | 0 | 0 | 0 | 0 | 0 | 0 | 0 | 0 | 0 | 0 | 0 | 0 | 0 | 0 | 0
253076-Comm. HP <65k single phase split ER to code | 0 | 0 | 0 | 0 | 0 | 0 | 0 | 0 | 0 | 0 | 0 | 0 | 0 | 0 | 0 | 0 | 0 | 0 | 0
253076-Comm. HP <65k single phase split ER to code | 0 | 0 | 0 | 0 | 0 | 0 | 0 | 0 | 0 | 0 | 0 | 0 | 0 | 0 | 0 | 0 | 0 | 0 | 0
253077-Comm. HP <65k single phase split ER above code | 0.56462 | 0.22524 | 0.8078 | 1735.032 | 26025.48 | 0 | 0 | 0.10629 | 0 | 0.10629 | 0 | 0.10647 | 0 | 0.10647 | 0 | 4.5809 | 4.6079 | 4.5809 | 4.6079
253077-Comm. HP <65k single phase split ER above code | 0.22585 | 0.090098 | 0.32312 | 694.0128 | 10410.192 | 0 | 0 | 0.10629 | 0 | 0.10629 | 0 | 0.10647 | 0 | 0.10647 | 0 | 4.5809 | 4.6079 | 4.5809 | 4.6079
253077-Comm. HP <65k single phase split ER above code | 0.33877 | 0.13515 | 0.48468 | 1041.0192 | 15615.288 | 0 | 0 | 0.10629 | 0 | 0.10629 | 0 | 0.10647 | 0 | 0.10647 | 0 | 4.5809 | 4.6079 | 4.5809 | 4.6079
253077-Comm. HP <65k single phase split ER above code | 0.46139 | 0.083487 | 0.32312 | 694.0128 | 10410.192 | 0 | 0 | 0.13101 | 0 | 0.13101 | 0 | 0.12528 | 0 | 0.12528 | 0 | 5.2047 | 4.3965 | 5.2047 | 4.3965
253077-Comm. HP <65k single phase split ER above code | 0.33877 | 0.13515 | 0.48468 | 1041.0192 | 15615.288 | 0 | 0 | 0.10629 | 0 | 0.10629 | 0 | 0.10647 | 0 | 0.10647 | 0 | 4.5809 | 4.6079 | 4.5809 | 4.6079
253077-Comm. HP <65k single phase split ER above code | 0.33877 | 0.13515 | 0.48468 | 1041.0192 | 15615.288 | 0 | 0 | 0.10531 | 0 | 0.10531 | 0 | 0.10155 | 0 | 0.10155 | 0 | 4.434 | 3.9497 | 4.434 | 3.9497
253077-Comm. HP <65k single phase split ER above code | 0.33877 | 0.13515 | 0.48468 | 1041.0192 | 15615.288 | 0 | 0 | 0.10629 | 0 | 0.10629 | 0 | 0.10647 | 0 | 0.10647 | 0 | 4.5809 | 4.6079 | 4.5809 | 4.6079
253077-Comm. HP <65k single phase split ER above code | 0.22585 | 0.090098 | 0.32312 | 694.0128 | 10410.192 | 0 | 0 | 0.10629 | 0 | 0.10629 | 0 | 0.10647 | 0 | 0.10647 | 0 | 4.5809 | 4.6079 | 4.5809 | 4.6079
253077-Comm. HP <65k single phase split ER above code | 0.11292 | 0.045049 | 0.16156 | 347.0064 | 5205.096 | 0 | 0 | 0.10334 | 0 | 0.10334 | 0 | 0.091713 | 0 | 0.091713 | 0 | 4.1667 | 3.072 | 4.1667 | 3.072
253077-Comm. HP <65k single phase split ER above code | 0.22585 | 0.090098 | 0.32312 | 694.0128 | 10410.192 | 0 | 0 | 0.10482 | 0 | 0.10482 | 0 | 0.099091 | 0 | 0.099091 | 0 | 4.364 | 3.6863 | 4.364 | 3.6863
253077-Comm. HP <65k single phase split ER above code | 0.22585 | 0.090098 | 0.32312 | 694.0128 | 10410.192 | 0 | 0 | 0.10629 | 0 | 0.10629 | 0 | 0.10647 | 0 | 0.10647 | 0 | 4.5809 | 4.6079 | 4.5809 | 4.6079
253077-Comm. HP <65k single phase split ER above code | 0.92278 | 0.16697 | 0.64624 | 1388.0256 | 20820.384 | 0 | 0 | 0.13249 | 0 | 0.13249 | 0 | 0.13266 | 0 | 0.13266 | 0 | 5.4634 | 5.4956 | 5.4634 | 5.4956
253077-Comm. HP <65k single phase split ER above code | 0.33877 | 0.13515 | 0.48468 | 1041.0192 | 15615.288 | 0 | 0 | 0.10531 | 0 | 0.10531 | 0 | 0.10155 | 0 | 0.10155 | 0 | 4.434 | 3.9497 | 4.434 | 3.9497
253077-Comm. HP <65k single phase split ER above code | 0.45169 | 0.1802 | 0.64624 | 1388.0256 | 20820.384 | 0 | 0 | 0.10629 | 0 | 0.10629 | 0 | 0.10647 | 0 | 0.10647 | 0 | 4.5809 | 4.6079 | 4.5809 | 4.6079
253077-Comm. HP <65k single phase split ER above code | 0.22585 | 0.090098 | 0.32312 | 694.0128 | 10410.192 | 0 | 0 | 0.10482 | 0 | 0.10482 | 0 | 0.099091 | 0 | 0.099091 | 0 | 4.364 | 3.6863 | 4.364 | 3.6863
253077-Comm. HP <65k single phase split ER above code | 0.27896 | 0.036583 | 0.32312 | 694.0128 | 10410.192 | 0 | 0 | 0.1076 | 0 | 0.1076 | 0 | 0.10188 | 0 | 0.10188 | 0 | 4.4534 | 3.7618 | 4.4534 | 3.7618
253077-Comm. HP <65k single phase split ER above code | 0.33877 | 0.13515 | 0.48468 | 1041.0192 | 15615.288 | 0 | 0 | 0.10629 | 0 | 0.10629 | 0 | 0.10647 | 0 | 0.10647 | 0 | 4.5809 | 4.6079 | 4.5809 | 4.6079
253077-Comm. HP <65k single phase split ER above code | 0.33877 | 0.13515 | 0.48468 | 1041.0192 | 15615.288 | 0 | 0 | 0.10629 | 0 | 0.10629 | 0 | 0.10647 | 0 | 0.10647 | 0 | 4.5809 | 4.6079 | 4.5809 | 4.6079
253077-Comm. HP <65k single phase split ER above code | 0.33877 | 0.13515 | 0.48468 | 1041.0192 | 15615.288 | 0 | 0 | 0.10629 | 0 | 0.10629 | 0 | 0.10647 | 0 | 0.10647 | 0 | 4.5809 | 4.6079 | 4.5809 | 4.6079
253077-Comm. HP <65k single phase split ER above code | 0.22585 | 0.090098 | 0.32312 | 694.0128 | 10410.192 | 0 | 0 | 0.10629 | 0 | 0.10629 | 0 | 0.10647 | 0 | 0.10647 | 0 | 4.5809 | 4.6079 | 4.5809 | 4.6079
253077-Comm. HP <65k single phase split ER above code | 0.22585 | 0.090098 | 0.32312 | 694.0128 | 10410.192 | 0 | 0 | 0.10629 | 0 | 0.10629 | 0 | 0.10647 | 0 | 0.10647 | 0 | 4.5809 | 4.6079 | 4.5809 | 4.6079
253077-Comm. HP <65k single phase split ER above code | 0.22585 | 0.090098 | 0.32312 | 694.0128 | 10410.192 | 0 | 0 | 0.10629 | 0 | 0.10629 | 0 | 0.10647 | 0 | 0.10647 | 0 | 4.5809 | 4.6079 | 4.5809 | 4.6079
253077-Comm. HP <65k single phase split ER above code | 1.1535 | 0.20872 | 0.8078 | 1735.032 | 26025.48 | 0 | 0 | 0.13249 | 0 | 0.13249 | 0 | 0.13266 | 0 | 0.13266 | 0 | 5.4634 | 5.4956 | 5.4634 | 5.4956
253077-Comm. HP <65k single phase split ER above code | 0.22585 | 0.090098 | 0.32312 | 694.0128 | 10410.192 | 0 | 0 | 0.10629 | 0 | 0.10629 | 0 | 0.10647 | 0 | 0.10647 | 0 | 4.5809 | 4.6079 | 4.5809 | 4.6079
253077-Comm. HP <65k single phase split ER above code | 0.27896 | 0.036583 | 0.32312 | 694.0128 | 10410.192 | 0 | 0 | 0.10908 | 0 | 0.10908 | 0 | 0.10925 | 0 | 0.10925 | 0 | 4.6747 | 4.7023 | 4.6747 | 4.7023
253077-Comm. HP <65k single phase split ER above code | 0.11292 | 0.045049 | 0.16156 | 347.0064 | 5205.096 | 0 | 0 | 0.10334 | 0 | 0.10334 | 0 | 0.091713 | 0 | 0.091713 | 0 | 4.1667 | 3.072 | 4.1667 | 3.072
253077-Comm. HP <65k single phase split ER above code | 0.22585 | 0.090098 | 0.32312 | 694.0128 | 10410.192 | 0 | 0 | 0.10629 | 0 | 0.10629 | 0 | 0.10647 | 0 | 0.10647 | 0 | 4.5809 | 4.6079 | 4.5809 | 4.6079
253077-Comm. HP <65k single phase split ER above code | 0.22585 | 0.090098 | 0.32312 | 694.0128 | 10410.192 | 0 | 0 | 0.10482 | 0 | 0.10482 | 0 | 0.099091 | 0 | 0.099091 | 0 | 4.364 | 3.6863 | 4.364 | 3.6863
253077-Comm. HP <65k single phase split ER above code | 0.33877 | 0.13515 | 0.48468 | 1041.0192 | 15615.288 | 0 | 0 | 0.10629 | 0 | 0.10629 | 0 | 0.10647 | 0 | 0.10647 | 0 | 4.5809 | 4.6079 | 4.5809 | 4.6079
253078-Comm. HP <65k single phase split ER above code | 0.41393 | 0.16513 | 0.69347 | 1271.9904 | 19079.856 | 0 | 0 | 0.11098 | 0 | 0.11098 | 0 | 0.1078 | 0 | 0.1078 | 0 | 5.4401 | 4.826 | 5.4401 | 4.826
253078-Comm. HP <65k single phase split ER above code | 0.55191 | 0.22017 | 0.92462 | 1695.9872 | 25439.808 | 0 | 0 | 0.11094 | 0 | 0.11094 | 0 | 0.11098 | 0 | 0.11098 | 0 | 5.5861 | 5.5952 | 5.5861 | 5.5952
253078-Comm. HP <65k single phase split ER above code | 0.68989 | 0.27522 | 1.1558 | 2119.984 | 31799.76 | 0 | 0 | 0.11094 | 0 | 0.11094 | 0 | 0.11098 | 0 | 0.11098 | 0 | 5.5861 | 5.5952 | 5.5861 | 5.5952
253078-Comm. HP <65k single phase split ER above code | 0.41393 | 0.16513 | 0.69347 | 1271.9904 | 19079.856 | 0 | 0 | 0.11013 | 0 | 0.11013 | 0 | 0.10695 | 0 | 0.10695 | 0 | 5.4062 | 4.7959 | 5.4062 | 4.7959
253078-Comm. HP <65k single phase split ER above code | 0.27595 | 0.11009 | 0.46231 | 847.9936 | 12719.904 | 0 | 0 | 0.11094 | 0 | 0.11094 | 0 | 0.11098 | 0 | 0.11098 | 0 | 5.5861 | 5.5952 | 5.5861 | 5.5952
253079-Comm. HP <65k single phase unitary ER | 0.23046 | 0.09194 | 0.34907 | 708.2032 | 10623.048 | 0 | 0 | -0.10588 | 0 | -0.10588 | 0 | 0.11069 | 0 | 0.11069 | 0 | 0.56222 | 5.3782 | 0.56222 | 5.3782
253079-Comm. HP <65k single phase unitary ER | 0.3457 | 0.13791 | 0.52361 | 1062.3048 | 15934.572 | 0 | 0 | -0.10588 | 0 | -0.10588 | 0 | 0.11069 | 0 | 0.11069 | 0 | 0.56222 | 5.3782 | 0.56222 | 5.3782
253079-Comm. HP <65k single phase unitary ER | 0.3457 | 0.13791 | 0.52361 | 1062.3048 | 15934.572 | 0 | 0 | -0.10588 | 0 | -0.10588 | 0 | 0.11069 | 0 | 0.11069 | 0 | 0.56222 | 5.3782 | 0.56222 | 5.3782
253079-Comm. HP <65k single phase unitary ER | 0.3457 | 0.13791 | 0.52361 | 1062.3048 | 15934.572 | 0 | 0 | -0.10588 | 0 | -0.10588 | 0 | 0.11069 | 0 | 0.11069 | 0 | 0.56222 | 5.3782 | 0.56222 | 5.3782
253079-Comm. HP <65k single phase unitary ER | 0.46093 | 0.18388 | 0.69814 | 1416.4064 | 21246.096 | 0 | 0 | -0.10588 | 0 | -0.10588 | 0 | 0.11069 | 0 | 0.11069 | 0 | 0.56222 | 5.3782 | 0.56222 | 5.3782
253079-Comm. HP <65k single phase unitary ER | 0.46093 | 0.18388 | 0.69814 | 1416.4064 | 21246.096 | 0 | 0 | -0.10588 | 0 | -0.10588 | 0 | 0.11069 | 0 | 0.11069 | 0 | 0.56222 | 5.3782 | 0.56222 | 5.3782
253079-Comm. HP <65k single phase unitary ER | 0.46093 | 0.18388 | 0.69814 | 1416.4064 | 21246.096 | 0 | 0 | -0.10588 | 0 | -0.10588 | 0 | 0.11069 | 0 | 0.11069 | 0 | 0.56222 | 5.3782 | 0.56222 | 5.3782
253079-Comm. HP <65k single phase unitary ER | 0.46093 | 0.18388 | 0.69814 | 1416.4064 | 21246.096 | 0 | 0 | -0.10588 | 0 | -0.10588 | 0 | 0.11069 | 0 | 0.11069 | 0 | 0.56222 | 5.3782 | 0.56222 | 5.3782
253079-Comm. HP <65k single phase unitary ER | 0.3457 | 0.13791 | 0.52361 | 1062.3048 | 15934.572 | 0 | 0 | -0.10588 | 0 | -0.10588 | 0 | 0.11069 | 0 | 0.11069 | 0 | 0.56222 | 5.3782 | 0.56222 | 5.3782
253079-Comm. HP <65k single phase unitary ER | 0.3457 | 0.13791 | 0.52361 | 1062.3048 | 15934.572 | 0 | 0 | -0.10588 | 0 | -0.10588 | 0 | 0.11069 | 0 | 0.11069 | 0 | 0.56222 | 5.3782 | 0.56222 | 5.3782
253079-Comm. HP <65k single phase unitary ER | 0.23046 | 0.09194 | 0.34907 | 708.2032 | 10623.048 | 0 | 0 | -0.10588 | 0 | -0.10588 | 0 | 0.11069 | 0 | 0.11069 | 0 | 0.56222 | 5.3782 | 0.56222 | 5.3782
253079-Comm. HP <65k single phase unitary ER | 0.23046 | 0.09194 | 0.34907 | 708.2032 | 10623.048 | 0 | 0 | -0.10715 | 0 | -0.10715 | 0 | 0.10437 | 0 | 0.10437 | 0 | 0.5593 | 4.3025 | 0.5593 | 4.3025
253079-Comm. HP <65k single phase unitary ER | 0.41319 | 0.17734 | 0.52361 | 1062.3048 | 15934.572 | 0 | 0 | -0.099059 | 0 | -0.099059 | 0 | 0.11752 | 0 | 0.11752 | 0 | 0.59043 | 5.648 | 0.59043 | 5.648
253079-Comm. HP <65k single phase unitary ER | 0.27546 | 0.11823 | 0.34907 | 708.2032 | 10623.048 | 0 | 0 | -0.10032 | 0 | -0.10032 | 0 | 0.1112 | 0 | 0.1112 | 0 | 0.58736 | 4.5184 | 0.58736 | 4.5184
253079-Comm. HP <65k single phase unitary ER | 0.34475 | 0.035933 | 0.34907 | 708.2032 | 10623.048 | 0 | 0 | -0.10199 | 0 | -0.10199 | 0 | 0.11459 | 0 | 0.11459 | 0 | 0.57833 | 5.5322 | 0.57833 | 5.5322
253079-Comm. HP <65k single phase unitary ER | 0.34475 | 0.035933 | 0.34907 | 708.2032 | 10623.048 | 0 | 0 | -0.10325 | 0 | -0.10325 | 0 | 0.10827 | 0 | 0.10827 | 0 | 0.57532 | 4.4258 | 0.57532 | 4.4258
253079-Comm. HP <65k single phase unitary ER | 0.29405 | 0.015189 | 0.34907 | 708.2032 | 10623.048 | 0 | 0 | -0.094447 | 0 | -0.094447 | 0 | 0.11707 | 0 | 0.11707 | 0 | 0.61153 | 4.7043 | 0.61153 | 4.7043
253079-Comm. HP <65k single phase unitary ER | 0.51712 | 0.053899 | 0.52361 | 1062.3048 | 15934.572 | 0 | 0 | -0.10199 | 0 | -0.10199 | 0 | 0.11459 | 0 | 0.11459 | 0 | 0.57833 | 5.5322 | 0.57833 | 5.5322
253079-Comm. HP <65k single phase unitary ER | 0.71166 | 0.093327 | 0.87268 | 1770.508 | 26557.62 | 0 | 0 | -0.1031 | 0 | -0.1031 | 0 | 0.11348 | 0 | 0.11348 | 0 | 0.57373 | 5.4883 | 0.57373 | 5.4883
253079-Comm. HP <65k single phase unitary ER | 0.71166 | 0.093327 | 0.87268 | 1770.508 | 26557.62 | 0 | 0 | -0.1031 | 0 | -0.1031 | 0 | 0.11348 | 0 | 0.11348 | 0 | 0.57373 | 5.4883 | 0.57373 | 5.4883
253079-Comm. HP <65k single phase unitary ER | 0.28467 | 0.037331 | 0.34907 | 708.2032 | 10623.048 | 0 | 0 | -0.10436 | 0 | -0.10436 | 0 | 0.10716 | 0 | 0.10716 | 0 | 0.57075 | 4.3906 | 0.57075 | 4.3906
253079-Comm. HP <65k single phase unitary ER | 0.3457 | 0.13791 | 0.52361 | 1062.3048 | 15934.572 | 0 | 0 | -0.10403 | 0 | -0.10403 | 0 | 0.12564 | 0 | 0.12564 | 0 | 0.56398 | 15.0791 | 0.56398 | 15.0791
253079-Comm. HP <65k single phase unitary ER | 0.3457 | 0.13791 | 0.52361 | 1062.3048 | 15934.572 | 0 | 0 | -0.10403 | 0 | -0.10403 | 0 | 0.12564 | 0 | 0.12564 | 0 | 0.56398 | 15.0791 | 0.56398 | 15.0791
253079-Comm. HP <65k single phase unitary ER | 0.51712 | 0.053899 | 0.52361 | 1062.3048 | 15934.572 | 0 | 0 | -0.10199 | 0 | -0.10199 | 0 | 0.11459 | 0 | 0.11459 | 0 | 0.57833 | 5.5322 | 0.57833 | 5.5322
253079-Comm. HP <65k single phase unitary ER | 0.68623 | 0.31533 | 0.87268 | 1770.508 | 26557.62 | 0 | 0 | -0.096896 | 0 | -0.096896 | 0 | 0.11968 | 0 | 0.11968 | 0 | 0.59937 | 5.7335 | 0.59937 | 5.7335
253079-Comm. HP <65k single phase unitary ER | 0.57616 | 0.22985 | 0.87268 | 1770.508 | 26557.62 | 0 | 0 | -0.10588 | 0 | -0.10588 | 0 | 0.11069 | 0 | 0.11069 | 0 | 0.56222 | 5.3782 | 0.56222 | 5.3782
253079-Comm. HP <65k single phase unitary ER | 0.57616 | 0.22985 | 0.87268 | 1770.508 | 26557.62 | 0 | 0 | -0.10588 | 0 | -0.10588 | 0 | 0.11069 | 0 | 0.11069 | 0 | 0.56222 | 5.3782 | 0.56222 | 5.3782
253079-Comm. HP <65k single phase unitary ER | 0.23046 | 0.09194 | 0.34907 | 708.2032 | 10623.048 | 0 | 0 | -0.10588 | 0 | -0.10588 | 0 | 0.11069 | 0 | 0.11069 | 0 | 0.56222 | 5.3782 | 0.56222 | 5.3782
253079-Comm. HP <65k single phase unitary ER | 0.23046 | 0.09194 | 0.34907 | 708.2032 | 10623.048 | 0 | 0 | -0.10715 | 0 | -0.10715 | 0 | 0.10437 | 0 | 0.10437 | 0 | 0.5593 | 4.3025 | 0.5593 | 4.3025
253080-Comm. HP <65k single phase unitary ER | 0.28842 | 0.11506 | 0.49881 | 886.2912 | 13294.368 | 0 | 0 | 0.092124 | 0 | 0.092124 | 0 | 0.11577 | 0 | 0.11577 | 0 | 3.1007 | 6.7306 | 3.1007 | 6.7306
253080-Comm. HP <65k single phase unitary ER | 0.86182 | 0.3699 | 1.247 | 2215.728 | 33235.92 | 0 | 0 | 0.10258 | 0 | 0.10258 | 0 | 0.12623 | 0 | 0.12623 | 0 | 3.3392 | 7.2482 | 3.3392 | 7.2482
253080-Comm. HP <65k single phase unitary ER | 0.28842 | 0.11506 | 0.49881 | 886.2912 | 13294.368 | 0 | 0 | 0.091276 | 0 | 0.091276 | 0 | 0.11493 | 0 | 0.11493 | 0 | 3.0814 | 6.6886 | 3.0814 | 6.6886
253080-Comm. HP <65k single phase unitary ER | 0.88382 | 0.15993 | 0.74822 | 1329.4368 | 19941.552 | 0 | 0 | 0.12965 | 0 | 0.12965 | 0 | 0.15097 | 0 | 0.15097 | 0 | 3.9177 | 7.5335 | 3.9177 | 7.5335
253080-Comm. HP <65k single phase unitary ER | 0.88382 | 0.15993 | 0.74822 | 1329.4368 | 19941.552 | 0 | 0 | 0.12965 | 0 | 0.12965 | 0 | 0.15097 | 0 | 0.15097 | 0 | 3.9177 | 7.5335 | 3.9177 | 7.5335
253080-Comm. HP <65k single phase unitary ER | 0.28842 | 0.11506 | 0.49881 | 886.2912 | 13294.368 | 0 | 0 | 0.092124 | 0 | 0.092124 | 0 | 0.11577 | 0 | 0.11577 | 0 | 3.1007 | 6.7306 | 3.1007 | 6.7306
253080-Comm. HP <65k single phase unitary ER | 0.28842 | 0.11506 | 0.49881 | 886.2912 | 13294.368 | 0 | 0 | 0.092124 | 0 | 0.092124 | 0 | 0.11577 | 0 | 0.11577 | 0 | 3.1007 | 6.7306 | 3.1007 | 6.7306
253080-Comm. HP <65k single phase unitary ER | 0.28842 | 0.11506 | 0.49881 | 886.2912 | 13294.368 | 0 | 0 | 0.091276 | 0 | 0.091276 | 0 | 0.11493 | 0 | 0.11493 | 0 | 3.0814 | 6.6886 | 3.0814 | 6.6886
253083-Comm. HP <65k three phase split w/o QI ER | 0.26006 | 0.10375 | 0.31475 | 799.1456 | 11987.184 | 0 | 0 | 0.053102 | 0 | 0.053102 | 0 | 0.11489 | 0 | 0.11489 | 0 | 1.6407 | 6.4481 | 1.6407 | 6.4481
253083-Comm. HP <65k three phase split w/o QI ER | 0.26006 | 0.10375 | 0.31475 | 799.1456 | 11987.184 | 0 | 0 | 0.053102 | 0 | 0.053102 | 0 | 0.11489 | 0 | 0.11489 | 0 | 1.6407 | 6.4481 | 1.6407 | 6.4481
253083-Comm. HP <65k three phase split w/o QI ER | 0.26006 | 0.10375 | 0.31475 | 799.1456 | 11987.184 | 0 | 0 | 0.053102 | 0 | 0.053102 | 0 | 0.11489 | 0 | 0.11489 | 0 | 1.6407 | 6.4481 | 1.6407 | 6.4481
253083-Comm. HP <65k three phase split w/o QI ER | 0.19504 | 0.077809 | 0.23606 | 599.3592 | 8990.388 | 0 | 0 | 0.053102 | 0 | 0.053102 | 0 | 0.11489 | 0 | 0.11489 | 0 | 1.6407 | 6.4481 | 1.6407 | 6.4481
253083-Comm. HP <65k three phase split w/o QI ER | 0.19504 | 0.077809 | 0.23606 | 599.3592 | 8990.388 | 0 | 0 | 0.053102 | 0 | 0.053102 | 0 | 0.11489 | 0 | 0.11489 | 0 | 1.6407 | 6.4481 | 1.6407 | 6.4481
253083-Comm. HP <65k three phase split w/o QI ER | 0.26006 | 0.10375 | 0.31475 | 799.1456 | 11987.184 | 0 | 0 | 0.053102 | 0 | 0.053102 | 0 | 0.11489 | 0 | 0.11489 | 0 | 1.6407 | 6.4481 | 1.6407 | 6.4481
253083-Comm. HP <65k three phase split w/o QI ER | 0.26006 | 0.10375 | 0.31475 | 799.1456 | 11987.184 | 0 | 0 | 0.053102 | 0 | 0.053102 | 0 | 0.11489 | 0 | 0.11489 | 0 | 1.6407 | 6.4481 | 1.6407 | 6.4481
253085-Comm. HP <65k three phase unitary ER | 0.65025 | 0.067775 | 0.62992 | 1335.788 | 20036.82 | 0 | 0 | -0.1714 | 0 | -0.1714 | 0 | 0.10436 | 0 | 0.10436 | 0 | 0.44579 | 4.1141 | 0.44579 | 4.1141
253085-Comm. HP <65k three phase unitary ER | 0.32216 | 0.042247 | 0.37795 | 801.4728 | 12022.092 | 0 | 0 | -0.1705 | 0 | -0.1705 | 0 | 0.10525 | 0 | 0.10525 | 0 | 0.44868 | 4.1407 | 0.44868 | 4.1407
253085-Comm. HP <65k three phase unitary ER | 0.39015 | 0.040665 | 0.37795 | 801.4728 | 12022.092 | 0 | 0 | -0.17251 | 0 | -0.17251 | 0 | 0.098772 | 0 | 0.098772 | 0 | 0.44419 | 3.5263 | 0.44419 | 3.5263
253085-Comm. HP <65k three phase unitary ER | 0.65025 | 0.067775 | 0.62992 | 1335.788 | 20036.82 | 0 | 0 | -0.1714 | 0 | -0.1714 | 0 | 0.10436 | 0 | 0.10436 | 0 | 0.44579 | 4.1141 | 0.44579 | 4.1141
253085-Comm. HP <65k three phase unitary ER | 0.65025 | 0.067775 | 0.62992 | 1335.788 | 20036.82 | 0 | 0 | -0.1714 | 0 | -0.1714 | 0 | 0.10436 | 0 | 0.10436 | 0 | 0.44579 | 4.1141 | 0.44579 | 4.1141
253085-Comm. HP <65k three phase unitary ER | 0.39015 | 0.040665 | 0.37795 | 801.4728 | 12022.092 | 0 | 0 | -0.1714 | 0 | -0.1714 | 0 | 0.10436 | 0 | 0.10436 | 0 | 0.44579 | 4.1141 | 0.44579 | 4.1141
253085-Comm. HP <65k three phase unitary ER | 0.5202 | 0.05422 | 0.50393 | 1068.6304 | 16029.456 | 0 | 0 | -0.1714 | 0 | -0.1714 | 0 | 0.10436 | 0 | 0.10436 | 0 | 0.44579 | 4.1141 | 0.44579 | 4.1141
253085-Comm. HP <65k three phase unitary ER | 0.5202 | 0.05422 | 0.50393 | 1068.6304 | 16029.456 | 0 | 0 | -0.1714 | 0 | -0.1714 | 0 | 0.10436 | 0 | 0.10436 | 0 | 0.44579 | 4.1141 | 0.44579 | 4.1141
253085-Comm. HP <65k three phase unitary ER | 0.5202 | 0.05422 | 0.50393 | 1068.6304 | 16029.456 | 0 | 0 | -0.1714 | 0 | -0.1714 | 0 | 0.10436 | 0 | 0.10436 | 0 | 0.44579 | 4.1141 | 0.44579 | 4.1141
253085-Comm. HP <65k three phase unitary ER | 0.65025 | 0.067775 | 0.62992 | 1335.788 | 20036.82 | 0 | 0 | -0.1714 | 0 | -0.1714 | 0 | 0.10436 | 0 | 0.10436 | 0 | 0.44579 | 4.1141 | 0.44579 | 4.1141
253085-Comm. HP <65k three phase unitary ER | 0.65025 | 0.067775 | 0.62992 | 1335.788 | 20036.82 | 0 | 0 | -0.1714 | 0 | -0.1714 | 0 | 0.10436 | 0 | 0.10436 | 0 | 0.44579 | 4.1141 | 0.44579 | 4.1141
253085-Comm. HP <65k three phase unitary ER | 0.65025 | 0.067775 | 0.62992 | 1335.788 | 20036.82 | 0 | 0 | -0.1714 | 0 | -0.1714 | 0 | 0.10436 | 0 | 0.10436 | 0 | 0.44579 | 4.1141 | 0.44579 | 4.1141
253085-Comm. HP <65k three phase unitary ER | 0.39015 | 0.040665 | 0.37795 | 801.4728 | 12022.092 | 0 | 0 | -0.1714 | 0 | -0.1714 | 0 | 0.10436 | 0 | 0.10436 | 0 | 0.44579 | 4.1141 | 0.44579 | 4.1141
253085-Comm. HP <65k three phase unitary ER | 0.65025 | 0.067775 | 0.62992 | 1335.788 | 20036.82 | 0 | 0 | -0.1714 | 0 | -0.1714 | 0 | 0.10436 | 0 | 0.10436 | 0 | 0.44579 | 4.1141 | 0.44579 | 4.1141
253085-Comm. HP <65k three phase unitary ER | 0.26082 | 0.10405 | 0.37795 | 801.4728 | 12022.092 | 0 | 0 | -0.17471 | 0 | -0.17471 | 0 | 0.10105 | 0 | 0.10105 | 0 | 0.43509 | 4.0153 | 0.43509 | 4.0153
253085-Comm. HP <65k three phase unitary ER | 0.65025 | 0.067775 | 0.62992 | 1335.788 | 20036.82 | 0 | 0 | -0.1714 | 0 | -0.1714 | 0 | 0.10436 | 0 | 0.10436 | 0 | 0.44579 | 4.1141 | 0.44579 | 4.1141
253085-Comm. HP <65k three phase unitary ER | 0.26082 | 0.10405 | 0.37795 | 801.4728 | 12022.092 | 0 | 0 | -0.17455 | 0 | -0.17455 | 0 | 0.1012 | 0 | 0.1012 | 0 | 0.43558 | 4.0198 | 0.43558 | 4.0198
253085-Comm. HP <65k three phase unitary ER | 0.51956 | 0.223 | 0.62992 | 1335.788 | 20036.82 | 0 | 0 | -0.16792 | 0 | -0.16792 | 0 | 0.10783 | 0 | 0.10783 | 0 | 0.45703 | 4.2177 | 0.45703 | 4.2177
253085-Comm. HP <65k three phase unitary ER | 0.34775 | 0.13873 | 0.50393 | 1068.6304 | 16029.456 | 0 | 0 | -0.17455 | 0 | -0.17455 | 0 | 0.1012 | 0 | 0.1012 | 0 | 0.43558 | 4.0198 | 0.43558 | 4.0198
253085-Comm. HP <65k three phase unitary ER | 0.26082 | 0.10405 | 0.37795 | 801.4728 | 12022.092 | 0 | 0 | -0.17329 | 0 | -0.17329 | 0 | 0.10247 | 0 | 0.10247 | 0 | 0.43968 | 4.0576 | 0.43968 | 4.0576
253085-Comm. HP <65k three phase unitary ER | 0.34775 | 0.13873 | 0.50393 | 1068.6304 | 16029.456 | 0 | 0 | -0.17455 | 0 | -0.17455 | 0 | 0.1012 | 0 | 0.1012 | 0 | 0.43558 | 4.0198 | 0.43558 | 4.0198
253085-Comm. HP <65k three phase unitary ER | 0.34775 | 0.13873 | 0.50393 | 1068.6304 | 16029.456 | 0 | 0 | -0.17455 | 0 | -0.17455 | 0 | 0.1012 | 0 | 0.1012 | 0 | 0.43558 | 4.0198 | 0.43558 | 4.0198
253085-Comm. HP <65k three phase unitary ER | 0.34775 | 0.13873 | 0.50393 | 1068.6304 | 16029.456 | 0 | 0 | -0.17455 | 0 | -0.17455 | 0 | 0.1012 | 0 | 0.1012 | 0 | 0.43558 | 4.0198 | 0.43558 | 4.0198
253085-Comm. HP <65k three phase unitary ER | 0.43469 | 0.17341 | 0.62992 | 1335.788 | 20036.82 | 0 | 0 | -0.17455 | 0 | -0.17455 | 0 | 0.1012 | 0 | 0.1012 | 0 | 0.43558 | 4.0198 | 0.43558 | 4.0198
253085-Comm. HP <65k three phase unitary ER | 0.34775 | 0.13873 | 0.50393 | 1068.6304 | 16029.456 | 0 | 0 | -0.17455 | 0 | -0.17455 | 0 | 0.1012 | 0 | 0.1012 | 0 | 0.43558 | 4.0198 | 0.43558 | 4.0198
253085-Comm. HP <65k three phase unitary ER | 0.53693 | 0.070412 | 0.62992 | 1335.788 | 20036.82 | 0 | 0 | -0.1705 | 0 | -0.1705 | 0 | 0.10525 | 0 | 0.10525 | 0 | 0.44868 | 4.1407 | 0.44868 | 4.1407
253085-Comm. HP <65k three phase unitary ER | 0.65025 | 0.067775 | 0.62992 | 1335.788 | 20036.82 | 0 | 0 | -0.1714 | 0 | -0.1714 | 0 | 0.10436 | 0 | 0.10436 | 0 | 0.44579 | 4.1141 | 0.44579 | 4.1141
253085-Comm. HP <65k three phase unitary ER | 0.26082 | 0.10405 | 0.37795 | 801.4728 | 12022.092 | 0 | 0 | -0.17471 | 0 | -0.17471 | 0 | 0.10105 | 0 | 0.10105 | 0 | 0.43509 | 4.0153 | 0.43509 | 4.0153
253085-Comm. HP <65k three phase unitary ER | 0.43469 | 0.17341 | 0.62992 | 1335.788 | 20036.82 | 0 | 0 | -0.17471 | 0 | -0.17471 | 0 | 0.10105 | 0 | 0.10105 | 0 | 0.43509 | 4.0153 | 0.43509 | 4.0153
253085-Comm. HP <65k three phase unitary ER | 0.43469 | 0.17341 | 0.62992 | 1335.788 | 20036.82 | 0 | 0 | -0.17329 | 0 | -0.17329 | 0 | 0.10247 | 0 | 0.10247 | 0 | 0.43968 | 4.0576 | 0.43968 | 4.0576
253085-Comm. HP <65k three phase unitary ER | 0.43469 | 0.17341 | 0.62992 | 1335.788 | 20036.82 | 0 | 0 | -0.17329 | 0 | -0.17329 | 0 | 0.10247 | 0 | 0.10247 | 0 | 0.43968 | 4.0576 | 0.43968 | 4.0576
253085-Comm. HP <65k three phase unitary ER | 0.43469 | 0.17341 | 0.62992 | 1335.788 | 20036.82 | 0 | 0 | -0.17329 | 0 | -0.17329 | 0 | 0.10247 | 0 | 0.10247 | 0 | 0.43968 | 4.0576 | 0.43968 | 4.0576
253085-Comm. HP <65k three phase unitary ER | 0.43469 | 0.17341 | 0.62992 | 1335.788 | 20036.82 | 0 | 0 | -0.17329 | 0 | -0.17329 | 0 | 0.10247 | 0 | 0.10247 | 0 | 0.43968 | 4.0576 | 0.43968 | 4.0576
253085-Comm. HP <65k three phase unitary ER | 0.34775 | 0.13873 | 0.50393 | 1068.6304 | 16029.456 | 0 | 0 | -0.17329 | 0 | -0.17329 | 0 | 0.10247 | 0 | 0.10247 | 0 | 0.43968 | 4.0576 | 0.43968 | 4.0576
253085-Comm. HP <65k three phase unitary ER | 0.34775 | 0.13873 | 0.50393 | 1068.6304 | 16029.456 | 0 | 0 | -0.17329 | 0 | -0.17329 | 0 | 0.10247 | 0 | 0.10247 | 0 | 0.43968 | 4.0576 | 0.43968 | 4.0576
253085-Comm. HP <65k three phase unitary ER | 0.34775 | 0.13873 | 0.50393 | 1068.6304 | 16029.456 | 0 | 0 | -0.17329 | 0 | -0.17329 | 0 | 0.10247 | 0 | 0.10247 | 0 | 0.43968 | 4.0576 | 0.43968 | 4.0576
253085-Comm. HP <65k three phase unitary ER | 0.34775 | 0.13873 | 0.50393 | 1068.6304 | 16029.456 | 0 | 0 | -0.17329 | 0 | -0.17329 | 0 | 0.10247 | 0 | 0.10247 | 0 | 0.43968 | 4.0576 | 0.43968 | 4.0576
253085-Comm. HP <65k three phase unitary ER | 0.34775 | 0.13873 | 0.50393 | 1068.6304 | 16029.456 | 0 | 0 | -0.17471 | 0 | -0.17471 | 0 | 0.10105 | 0 | 0.10105 | 0 | 0.43509 | 4.0153 | 0.43509 | 4.0153
253085-Comm. HP <65k three phase unitary ER | 0.34775 | 0.13873 | 0.50393 | 1068.6304 | 16029.456 | 0 | 0 | -0.17471 | 0 | -0.17471 | 0 | 0.10105 | 0 | 0.10105 | 0 | 0.43509 | 4.0153 | 0.43509 | 4.0153
253085-Comm. HP <65k three phase unitary ER | 0.65025 | 0.067775 | 0.62992 | 1335.788 | 20036.82 | 0 | 0 | -0.1714 | 0 | -0.1714 | 0 | 0.10436 | 0 | 0.10436 | 0 | 0.44579 | 4.1141 | 0.44579 | 4.1141
253085-Comm. HP <65k three phase unitary ER | 0.43469 | 0.17341 | 0.62992 | 1335.788 | 20036.82 | 0 | 0 | -0.17471 | 0 | -0.17471 | 0 | 0.10105 | 0 | 0.10105 | 0 | 0.43509 | 4.0153 | 0.43509 | 4.0153
253085-Comm. HP <65k three phase unitary ER | 0.65025 | 0.067775 | 0.62992 | 1335.788 | 20036.82 | 0 | 0 | -0.1714 | 0 | -0.1714 | 0 | 0.10436 | 0 | 0.10436 | 0 | 0.44579 | 4.1141 | 0.44579 | 4.1141
253085-Comm. HP <65k three phase unitary ER | 0.26082 | 0.10405 | 0.37795 | 801.4728 | 12022.092 | 0 | 0 | -0.17037 | 0 | -0.17037 | 0 | 0.12273 | 0 | 0.12273 | 0 | 0.44128 | 11.3767 | 0.44128 | 11.3767
253085-Comm. HP <65k three phase unitary ER | 0.26082 | 0.10405 | 0.37795 | 801.4728 | 12022.092 | 0 | 0 | -0.17037 | 0 | -0.17037 | 0 | 0.12273 | 0 | 0.12273 | 0 | 0.44128 | 11.3767 | 0.44128 | 11.3767
253085-Comm. HP <65k three phase unitary ER | 0.26082 | 0.10405 | 0.37795 | 801.4728 | 12022.092 | 0 | 0 | -0.17037 | 0 | -0.17037 | 0 | 0.12273 | 0 | 0.12273 | 0 | 0.44128 | 11.3767 | 0.44128 | 11.3767
253085-Comm. HP <65k three phase unitary ER | 0.26082 | 0.10405 | 0.37795 | 801.4728 | 12022.092 | 0 | 0 | -0.17037 | 0 | -0.17037 | 0 | 0.12273 | 0 | 0.12273 | 0 | 0.44128 | 11.3767 | 0.44128 | 11.3767
253085-Comm. HP <65k three phase unitary ER | 0.43469 | 0.17341 | 0.62992 | 1335.788 | 20036.82 | 0 | 0 | -0.17037 | 0 | -0.17037 | 0 | 0.12273 | 0 | 0.12273 | 0 | 0.44128 | 11.3767 | 0.44128 | 11.3767
253085-Comm. HP <65k three phase unitary ER | 0.43469 | 0.17341 | 0.62992 | 1335.788 | 20036.82 | 0 | 0 | -0.17471 | 0 | -0.17471 | 0 | 0.10105 | 0 | 0.10105 | 0 | 0.43509 | 4.0153 | 0.43509 | 4.0153
253085-Comm. HP <65k three phase unitary ER | 0.43469 | 0.17341 | 0.62992 | 1335.788 | 20036.82 | 0 | 0 | -0.17471 | 0 | -0.17471 | 0 | 0.10105 | 0 | 0.10105 | 0 | 0.43509 | 4.0153 | 0.43509 | 4.0153
253085-Comm. HP <65k three phase unitary ER | 0.43469 | 0.17341 | 0.62992 | 1335.788 | 20036.82 | 0 | 0 | -0.17471 | 0 | -0.17471 | 0 | 0.10105 | 0 | 0.10105 | 0 | 0.43509 | 4.0153 | 0.43509 | 4.0153
253085-Comm. HP <65k three phase unitary ER | 0.43469 | 0.17341 | 0.62992 | 1335.788 | 20036.82 | 0 | 0 | -0.17471 | 0 | -0.17471 | 0 | 0.10105 | 0 | 0.10105 | 0 | 0.43509 | 4.0153 | 0.43509 | 4.0153
253085-Comm. HP <65k three phase unitary ER | 0.34775 | 0.13873 | 0.50393 | 1068.6304 | 16029.456 | 0 | 0 | -0.17471 | 0 | -0.17471 | 0 | 0.10105 | 0 | 0.10105 | 0 | 0.43509 | 4.0153 | 0.43509 | 4.0153
253085-Comm. HP <65k three phase unitary ER | 0.26082 | 0.10405 | 0.37795 | 801.4728 | 12022.092 | 0 | 0 | -0.17471 | 0 | -0.17471 | 0 | 0.10105 | 0 | 0.10105 | 0 | 0.43509 | 4.0153 | 0.43509 | 4.0153
253085-Comm. HP <65k three phase unitary ER | 0.26082 | 0.10405 | 0.37795 | 801.4728 | 12022.092 | 0 | 0 | -0.17471 | 0 | -0.17471 | 0 | 0.10105 | 0 | 0.10105 | 0 | 0.43509 | 4.0153 | 0.43509 | 4.0153
253085-Comm. HP <65k three phase unitary ER | 0.26082 | 0.10405 | 0.37795 | 801.4728 | 12022.092 | 0 | 0 | -0.17471 | 0 | -0.17471 | 0 | 0.10105 | 0 | 0.10105 | 0 | 0.43509 | 4.0153 | 0.43509 | 4.0153
253085-Comm. HP <65k three phase unitary ER | 0.43469 | 0.17341 | 0.62992 | 1335.788 | 20036.82 | 0 | 0 | -0.17329 | 0 | -0.17329 | 0 | 0.10247 | 0 | 0.10247 | 0 | 0.43968 | 4.0576 | 0.43968 | 4.0576
253085-Comm. HP <65k three phase unitary ER | 0.34775 | 0.13873 | 0.50393 | 1068.6304 | 16029.456 | 0 | 0 | -0.17455 | 0 | -0.17455 | 0 | 0.1012 | 0 | 0.1012 | 0 | 0.43558 | 4.0198 | 0.43558 | 4.0198
253085-Comm. HP <65k three phase unitary ER | 0.34775 | 0.13873 | 0.50393 | 1068.6304 | 16029.456 | 0 | 0 | -0.17455 | 0 | -0.17455 | 0 | 0.1012 | 0 | 0.1012 | 0 | 0.43558 | 4.0198 | 0.43558 | 4.0198
253085-Comm. HP <65k three phase unitary ER | 0.43469 | 0.17341 | 0.62992 | 1335.788 | 20036.82 | 0 | 0 | -0.17455 | 0 | -0.17455 | 0 | 0.1012 | 0 | 0.1012 | 0 | 0.43558 | 4.0198 | 0.43558 | 4.0198
253085-Comm. HP <65k three phase unitary ER | 0.34775 | 0.13873 | 0.50393 | 1068.6304 | 16029.456 | 0 | 0 | -0.17455 | 0 | -0.17455 | 0 | 0.1012 | 0 | 0.1012 | 0 | 0.43558 | 4.0198 | 0.43558 | 4.0198
253085-Comm. HP <65k three phase unitary ER | 0.34775 | 0.13873 | 0.50393 | 1068.6304 | 16029.456 | 0 | 0 | -0.17455 | 0 | -0.17455 | 0 | 0.1012 | 0 | 0.1012 | 0 | 0.43558 | 4.0198 | 0.43558 | 4.0198
253085-Comm. HP <65k three phase unitary ER | 0.34775 | 0.13873 | 0.50393 | 1068.6304 | 16029.456 | 0 | 0 | -0.17329 | 0 | -0.17329 | 0 | 0.10247 | 0 | 0.10247 | 0 | 0.43968 | 4.0576 | 0.43968 | 4.0576
253085-Comm. HP <65k three phase unitary ER | 0.53693 | 0.070412 | 0.62992 | 1335.788 | 20036.82 | 0 | 0 | -0.1705 | 0 | -0.1705 | 0 | 0.10525 | 0 | 0.10525 | 0 | 0.44868 | 4.1407 | 0.44868 | 4.1407
253085-Comm. HP <65k three phase unitary ER | 0.31174 | 0.1338 | 0.37795 | 801.4728 | 12022.092 | 0 | 0 | -0.16758 | 0 | -0.16758 | 0 | 0.1037 | 0 | 0.1037 | 0 | 0.46008 | 3.6525 | 0.46008 | 3.6525
253085-Comm. HP <65k three phase unitary ER | 0.31174 | 0.1338 | 0.37795 | 801.4728 | 12022.092 | 0 | 0 | -0.16758 | 0 | -0.16758 | 0 | 0.1037 | 0 | 0.1037 | 0 | 0.46008 | 3.6525 | 0.46008 | 3.6525
253085-Comm. HP <65k three phase unitary ER | 0.41565 | 0.1784 | 0.50393 | 1068.6304 | 16029.456 | 0 | 0 | -0.16646 | 0 | -0.16646 | 0 | 0.10929 | 0 | 0.10929 | 0 | 0.46174 | 4.2612 | 0.46174 | 4.2612
253085-Comm. HP <65k three phase unitary ER | 0.26082 | 0.10405 | 0.37795 | 801.4728 | 12022.092 | 0 | 0 | -0.17455 | 0 | -0.17455 | 0 | 0.1012 | 0 | 0.1012 | 0 | 0.43558 | 4.0198 | 0.43558 | 4.0198
253085-Comm. HP <65k three phase unitary ER | 0.43469 | 0.17341 | 0.62992 | 1335.788 | 20036.82 | 0 | 0 | -0.17455 | 0 | -0.17455 | 0 | 0.1012 | 0 | 0.1012 | 0 | 0.43558 | 4.0198 | 0.43558 | 4.0198
253085-Comm. HP <65k three phase unitary ER | 0.26082 | 0.10405 | 0.37795 | 801.4728 | 12022.092 | 0 | 0 | -0.17455 | 0 | -0.17455 | 0 | 0.1012 | 0 | 0.1012 | 0 | 0.43558 | 4.0198 | 0.43558 | 4.0198
253085-Comm. HP <65k three phase unitary ER | 0.43469 | 0.17341 | 0.62992 | 1335.788 | 20036.82 | 0 | 0 | -0.17455 | 0 | -0.17455 | 0 | 0.1012 | 0 | 0.1012 | 0 | 0.43558 | 4.0198 | 0.43558 | 4.0198
253085-Comm. HP <65k three phase unitary ER | 0.53693 | 0.070412 | 0.62992 | 1335.788 | 20036.82 | 0 | 0 | -0.1705 | 0 | -0.1705 | 0 | 0.10525 | 0 | 0.10525 | 0 | 0.44868 | 4.1407 | 0.44868 | 4.1407
253085-Comm. HP <65k three phase unitary ER | 0.53693 | 0.070412 | 0.62992 | 1335.788 | 20036.82 | 0 | 0 | -0.1705 | 0 | -0.1705 | 0 | 0.10525 | 0 | 0.10525 | 0 | 0.44868 | 4.1407 | 0.44868 | 4.1407
253085-Comm. HP <65k three phase unitary ER | 0.43469 | 0.17341 | 0.62992 | 1335.788 | 20036.82 | 0 | 0 | -0.17455 | 0 | -0.17455 | 0 | 0.1012 | 0 | 0.1012 | 0 | 0.43558 | 4.0198 | 0.43558 | 4.0198
253085-Comm. HP <65k three phase unitary ER | 0.26082 | 0.10405 | 0.37795 | 801.4728 | 12022.092 | 0 | 0 | -0.17455 | 0 | -0.17455 | 0 | 0.1012 | 0 | 0.1012 | 0 | 0.43558 | 4.0198 | 0.43558 | 4.0198
253085-Comm. HP <65k three phase unitary ER | 0.43469 | 0.17341 | 0.62992 | 1335.788 | 20036.82 | 0 | 0 | -0.17455 | 0 | -0.17455 | 0 | 0.1012 | 0 | 0.1012 | 0 | 0.43558 | 4.0198 | 0.43558 | 4.0198
253085-Comm. HP <65k three phase unitary ER | 0.43469 | 0.17341 | 0.62992 | 1335.788 | 20036.82 | 0 | 0 | -0.17329 | 0 | -0.17329 | 0 | 0.10247 | 0 | 0.10247 | 0 | 0.43968 | 4.0576 | 0.43968 | 4.0576
253085-Comm. HP <65k three phase unitary ER | 0.34775 | 0.13873 | 0.50393 | 1068.6304 | 16029.456 | 0 | 0 | -0.17329 | 0 | -0.17329 | 0 | 0.10247 | 0 | 0.10247 | 0 | 0.43968 | 4.0576 | 0.43968 | 4.0576
253085-Comm. HP <65k three phase unitary ER | 0.43469 | 0.17341 | 0.62992 | 1335.788 | 20036.82 | 0 | 0 | -0.17329 | 0 | -0.17329 | 0 | 0.10247 | 0 | 0.10247 | 0 | 0.43968 | 4.0576 | 0.43968 | 4.0576
253085-Comm. HP <65k three phase unitary ER | 0.43469 | 0.17341 | 0.62992 | 1335.788 | 20036.82 | 0 | 0 | -0.17329 | 0 | -0.17329 | 0 | 0.10247 | 0 | 0.10247 | 0 | 0.43968 | 4.0576 | 0.43968 | 4.0576
253085-Comm. HP <65k three phase unitary ER | 0.43469 | 0.17341 | 0.62992 | 1335.788 | 20036.82 | 0 | 0 | -0.17329 | 0 | -0.17329 | 0 | 0.10247 | 0 | 0.10247 | 0 | 0.43968 | 4.0576 | 0.43968 | 4.0576
253085-Comm. HP <65k three phase unitary ER | 0.43469 | 0.17341 | 0.62992 | 1335.788 | 20036.82 | 0 | 0 | -0.17329 | 0 | -0.17329 | 0 | 0.10247 | 0 | 0.10247 | 0 | 0.43968 | 4.0576 | 0.43968 | 4.0576
253085-Comm. HP <65k three phase unitary ER | 0.26082 | 0.10405 | 0.37795 | 801.4728 | 12022.092 | 0 | 0 | -0.17329 | 0 | -0.17329 | 0 | 0.10247 | 0 | 0.10247 | 0 | 0.43968 | 4.0576 | 0.43968 | 4.0576
253085-Comm. HP <65k three phase unitary ER | 0.26082 | 0.10405 | 0.37795 | 801.4728 | 12022.092 | 0 | 0 | -0.17329 | 0 | -0.17329 | 0 | 0.10247 | 0 | 0.10247 | 0 | 0.43968 | 4.0576 | 0.43968 | 4.0576
253086-Comm. HP <65k three phase unitary ER | 0.43384 | 0.17307 | 0.72051 | 1333.1584 | 19997.376 | 0 | 0 | -0.11334 | 0 | -0.11334 | 0 | 0.1077 | 0 | 0.1077 | 0 | 0.5428 | 5.0092 | 0.5428 | 5.0092
253086-Comm. HP <65k three phase unitary ER | 0.43384 | 0.17307 | 0.72051 | 1333.1584 | 19997.376 | 0 | 0 | -0.11417 | 0 | -0.11417 | 0 | 0.10686 | 0 | 0.10686 | 0 | 0.53944 | 4.9783 | 0.53944 | 4.9783
253086-Comm. HP <65k three phase unitary ER | 0.43384 | 0.17307 | 0.72051 | 1333.1584 | 19997.376 | 0 | 0 | -0.11277 | 0 | -0.11277 | 0 | 0.10827 | 0 | 0.10827 | 0 | 0.5451 | 5.0305 | 0.5451 | 5.0305
253086-Comm. HP <65k three phase unitary ER | 0.32538 | 0.1298 | 0.54038 | 999.8688 | 14998.032 | 0 | 0 | -0.11277 | 0 | -0.11277 | 0 | 0.10827 | 0 | 0.10827 | 0 | 0.5451 | 5.0305 | 0.5451 | 5.0305
253086-Comm. HP <65k three phase unitary ER | 0.43384 | 0.17307 | 0.72051 | 1333.1584 | 19997.376 | 0 | 0 | -0.11417 | 0 | -0.11417 | 0 | 0.10686 | 0 | 0.10686 | 0 | 0.53944 | 4.9783 | 0.53944 | 4.9783
253086-Comm. HP <65k three phase unitary ER | 0.64817 | 0.2782 | 0.90063 | 1666.448 | 24996.72 | 0 | 0 | -0.10299 | 0 | -0.10299 | 0 | 0.11805 | 0 | 0.11805 | 0 | 0.58456 | 5.3947 | 0.58456 | 5.3947
253086-Comm. HP <65k three phase unitary ER | 0.64817 | 0.2782 | 0.90063 | 1666.448 | 24996.72 | 0 | 0 | -0.10299 | 0 | -0.10299 | 0 | 0.11805 | 0 | 0.11805 | 0 | 0.58456 | 5.3947 | 0.58456 | 5.3947
253086-Comm. HP <65k three phase unitary ER | 0.43384 | 0.17307 | 0.72051 | 1333.1584 | 19997.376 | 0 | 0 | -0.11334 | 0 | -0.11334 | 0 | 0.1077 | 0 | 0.1077 | 0 | 0.5428 | 5.0092 | 0.5428 | 5.0092
253086-Comm. HP <65k three phase unitary ER | 0.43384 | 0.17307 | 0.72051 | 1333.1584 | 19997.376 | 0 | 0 | -0.11417 | 0 | -0.11417 | 0 | 0.10686 | 0 | 0.10686 | 0 | 0.53944 | 4.9783 | 0.53944 | 4.9783
253086-Comm. HP <65k three phase unitary ER | 0.64817 | 0.2782 | 0.90063 | 1666.448 | 24996.72 | 0 | 0 | -0.10299 | 0 | -0.10299 | 0 | 0.11805 | 0 | 0.11805 | 0 | 0.58456 | 5.3947 | 0.58456 | 5.3947
253086-Comm. HP <65k three phase unitary ER | 0.32538 | 0.1298 | 0.54038 | 999.8688 | 14998.032 | 0 | 0 | -0.11277 | 0 | -0.11277 | 0 | 0.10827 | 0 | 0.10827 | 0 | 0.5451 | 5.0305 | 0.5451 | 5.0305
253086-Comm. HP <65k three phase unitary ER | 0.66984 | 0.087842 | 0.90063 | 1666.448 | 24996.72 | 0 | 0 | -0.1066 | 0 | -0.1066 | 0 | 0.11444 | 0 | 0.11444 | 0 | 0.56999 | 5.2602 | 0.56999 | 5.2602
253086-Comm. HP <65k three phase unitary ER | 0.5423 | 0.21634 | 0.90063 | 1666.448 | 24996.72 | 0 | 0 | -0.11192 | 0 | -0.11192 | 0 | 0.10912 | 0 | 0.10912 | 0 | 0.54852 | 5.0621 | 0.54852 | 5.0621
253086-Comm. HP <65k three phase unitary ER | 0.66984 | 0.087842 | 0.90063 | 1666.448 | 24996.72 | 0 | 0 | -0.1066 | 0 | -0.1066 | 0 | 0.11444 | 0 | 0.11444 | 0 | 0.56999 | 5.2602 | 0.56999 | 5.2602
253086-Comm. HP <65k three phase unitary ER | 0.43384 | 0.17307 | 0.72051 | 1333.1584 | 19997.376 | 0 | 0 | -0.11334 | 0 | -0.11334 | 0 | 0.1077 | 0 | 0.1077 | 0 | 0.5428 | 5.0092 | 0.5428 | 5.0092
253086-Comm. HP <65k three phase unitary ER | 0.32538 | 0.1298 | 0.54038 | 999.8688 | 14998.032 | 0 | 0 | -0.11277 | 0 | -0.11277 | 0 | 0.10827 | 0 | 0.10827 | 0 | 0.5451 | 5.0305 | 0.5451 | 5.0305
253087-Comm. HP 65k to 134k ER | 0.61 | 0.26182 | 0.75339 | 1568.2944 | 23524.416 | 0 | 0 | -0.19265 | 0 | -0.19265 | 0 | 0.11006 | 0 | 0.11006 | 0 | 0.4257 | 4.3615 | 0.4257 | 4.3615
253087-Comm. HP 65k to 134k ER | 0.59542 | 0.23753 | 0.87895 | 1829.6768 | 27445.152 | 0 | 0 | -0.20082 | 0 | -0.20082 | 0 | 0.10218 | 0 | 0.10218 | 0 | 0.40122 | 4.1555 | 0.40122 | 4.1555
253087-Comm. HP 65k to 134k ER | 0.71166 | 0.30545 | 0.87895 | 1829.6768 | 27445.152 | 0 | 0 | -0.19403 | 0 | -0.19403 | 0 | 0.10896 | 0 | 0.10896 | 0 | 0.42145 | 4.365 | 0.42145 | 4.365
253087-Comm. HP 65k to 134k ER | 1.2164 | 0.2201 | 0.87895 | 1829.6768 | 27445.152 | 0 | 0 | -0.16932 | 0 | -0.16932 | 0 | 0.14922 | 0 | 0.14922 | 0 | 0.48922 | 12.5205 | 0.48922 | 12.5205
253087-Comm. HP 65k to 134k ER | 0.59542 | 0.23753 | 0.87895 | 1829.6768 | 27445.152 | 0 | 0 | -0.19551 | 0 | -0.19551 | 0 | 0.12303 | 0 | 0.12303 | 0 | 0.4102 | 10.4982 | 0.4102 | 10.4982
253087-Comm. HP 65k to 134k ER | 0.59542 | 0.23753 | 0.87895 | 1829.6768 | 27445.152 | 0 | 0 | -0.19551 | 0 | -0.19551 | 0 | 0.12303 | 0 | 0.12303 | 0 | 0.4102 | 10.4982 | 0.4102 | 10.4982
253087-Comm. HP 65k to 134k ER | 0.59542 | 0.23753 | 0.87895 | 1829.6768 | 27445.152 | 0 | 0 | -0.19551 | 0 | -0.19551 | 0 | 0.12303 | 0 | 0.12303 | 0 | 0.4102 | 10.4982 | 0.4102 | 10.4982
253087-Comm. HP 65k to 134k ER | 0.59542 | 0.23753 | 0.87895 | 1829.6768 | 27445.152 | 0 | 0 | -0.19551 | 0 | -0.19551 | 0 | 0.12303 | 0 | 0.12303 | 0 | 0.4102 | 10.4982 | 0.4102 | 10.4982
253087-Comm. HP 65k to 134k ER | 0.71166 | 0.30545 | 0.87895 | 1829.6768 | 27445.152 | 0 | 0 | -0.19403 | 0 | -0.19403 | 0 | 0.10896 | 0 | 0.10896 | 0 | 0.42145 | 4.365 | 0.42145 | 4.365
253087-Comm. HP 65k to 134k ER | 1.7377 | 0.31443 | 1.2556 | 2613.824 | 39207.36 | 0 | 0 | -0.16914 | 0 | -0.16914 | 0 | 0.15008 | 0 | 0.15008 | 0 | 0.48948 | 13.4149 | 0.48948 | 13.4149
253087-Comm. HP 65k to 134k ER | 0.71166 | 0.30545 | 0.87895 | 1829.6768 | 27445.152 | 0 | 0 | -0.19257 | 0 | -0.19257 | 0 | 0.11042 | 0 | 0.11042 | 0 | 0.42579 | 4.41 | 0.42579 | 4.41
253087-Comm. HP 65k to 134k ER | 0.59542 | 0.23753 | 0.87895 | 1829.6768 | 27445.152 | 0 | 0 | -0.1994 | 0 | -0.1994 | 0 | 0.1036 | 0 | 0.1036 | 0 | 0.40545 | 4.1993 | 0.40545 | 4.1993
253087-Comm. HP 65k to 134k ER | 0.59542 | 0.23753 | 0.87895 | 1829.6768 | 27445.152 | 0 | 0 | -0.20082 | 0 | -0.20082 | 0 | 0.10218 | 0 | 0.10218 | 0 | 0.40122 | 4.1555 | 0.40122 | 4.1555
253087-Comm. HP 65k to 134k ER | 0.71166 | 0.30545 | 0.87895 | 1829.6768 | 27445.152 | 0 | 0 | -0.19257 | 0 | -0.19257 | 0 | 0.11042 | 0 | 0.11042 | 0 | 0.42579 | 4.41 | 0.42579 | 4.41
253087-Comm. HP 65k to 134k ER | 0.71166 | 0.30545 | 0.87895 | 1829.6768 | 27445.152 | 0 | 0 | -0.19257 | 0 | -0.19257 | 0 | 0.11042 | 0 | 0.11042 | 0 | 0.42579 | 4.41 | 0.42579 | 4.41
253087-Comm. HP 65k to 134k ER | 0.71166 | 0.30545 | 0.87895 | 1829.6768 | 27445.152 | 0 | 0 | -0.19403 | 0 | -0.19403 | 0 | 0.10896 | 0 | 0.10896 | 0 | 0.42145 | 4.365 | 0.42145 | 4.365
253087-Comm. HP 65k to 134k ER | 1.2724 | 0.13262 | 1.2556 | 2613.824 | 39207.36 | 0 | 0 | -0.19707 | 0 | -0.19707 | 0 | 0.10765 | 0 | 0.10765 | 0 | 0.41162 | 4.5618 | 0.41162 | 4.5618
253088-Comm. HP 65k to 134k ER | 0.74296 | 0.29639 | 1.2585 | 2283.064 | 34245.96 | 0 | 0 | -0.12968 | 0 | -0.12968 | 0 | 0.1256 | 0 | 0.1256 | 0 | 0.51185 | 13.0997 | 0.51185 | 13.0997
253088-Comm. HP 65k to 134k ER | 0.74296 | 0.29639 | 1.2585 | 2283.064 | 34245.96 | 0 | 0 | -0.13364 | 0 | -0.13364 | 0 | 0.10918 | 0 | 0.10918 | 0 | 0.50277 | 5.2072 | 0.50277 | 5.2072
253088-Comm. HP 65k to 134k ER | 0.74296 | 0.29639 | 1.2585 | 2283.064 | 34245.96 | 0 | 0 | -0.13193 | 0 | -0.13193 | 0 | 0.12335 | 0 | 0.12335 | 0 | 0.50338 | 12.8828 | 0.50338 | 12.8828
253089-Comm. HP 135K to 239k ER | 1.3662 | 0.58638 | 1.7579 | 3512.4576 | 52686.864 | 0 | 0 | 0.10219 | 0 | 0.10219 | 0 | 0.12031 | 0 | 0.12031 | 0 | 3.5163 | 6.3494 | 3.5163 | 6.3494
253095-Pkg. System Economizer Retrofit | 0.65945 | 0.28304 | 0 | 1695.444 | 25431.66 | -0.33317 | -4.9976 | 0.040959 | 0.26737 | 0.040959 | 0.26737 | 0.09826 | 0.64141 | 0.09826 | 0.64141 | 1.394 | 3.1062 | 1.394 | 3.1062
253095-Pkg. System Economizer Retrofit | 1.7585 | 0.75478 | 0 | 4521.184 | 67817.76 | -0.88845 | -13.3268 | 0.037386 | 0.25021 | 0.037386 | 0.25021 | 0.094689 | 0.63371 | 0.094689 | 0.63371 | 1.3596 | 3.0296 | 1.3596 | 3.0296
253095-Pkg. System Economizer Retrofit | 0.65945 | 0.28304 | 0 | 1695.444 | 25431.66 | -0.33317 | -4.9976 | 0.037386 | 0.25021 | 0.037386 | 0.25021 | 0.094689 | 0.63371 | 0.094689 | 0.63371 | 1.3596 | 3.0296 | 1.3596 | 3.0296
253095-Pkg. System Economizer Retrofit | 0.30774 | 0.13209 | 0 | 791.2072 | 11868.108 | -0.15548 | -2.3322 | 0.03672 | 0.24575 | 0.03672 | 0.24575 | 0.091356 | 0.6114 | 0.091356 | 0.6114 | 1.351 | 2.8276 | 1.351 | 2.8276
253095-Pkg. System Economizer Retrofit | 1.7585 | 0.75478 | 0 | 4521.184 | 67817.76 | -0.88845 | -13.3268 | 0.037386 | 0.25021 | 0.037386 | 0.25021 | 0.094689 | 0.63371 | 0.094689 | 0.63371 | 1.3596 | 3.0296 | 1.3596 | 3.0296
253095-Pkg. System Economizer Retrofit | 0.43964 | 0.18869 | 0 | 1130.296 | 16954.44 | -0.22211 | -3.3317 | 0.037386 | 0.25021 | 0.037386 | 0.25021 | 0.094689 | 0.63371 | 0.094689 | 0.63371 | 1.3596 | 3.0296 | 1.3596 | 3.0296
253095-Pkg. System Economizer Retrofit | 0.43964 | 0.18869 | 0 | 1130.296 | 16954.44 | -0.22211 | -3.3317 | 0.037386 | 0.25021 | 0.037386 | 0.25021 | 0.094689 | 0.63371 | 0.094689 | 0.63371 | 1.3596 | 3.0296 | 1.3596 | 3.0296
253095-Pkg. System Economizer Retrofit | 0.43964 | 0.18869 | 0 | 1130.296 | 16954.44 | -0.22211 | -3.3317 | 0.037386 | 0.25021 | 0.037386 | 0.25021 | 0.094689 | 0.63371 | 0.094689 | 0.63371 | 1.3596 | 3.0296 | 1.3596 | 3.0296
253095-Pkg. System Economizer Retrofit | 0.30774 | 0.13209 | 0 | 791.2072 | 11868.108 | -0.15548 | -2.3322 | 0.03672 | 0.24575 | 0.03672 | 0.24575 | 0.091356 | 0.6114 | 0.091356 | 0.6114 | 1.351 | 2.8276 | 1.351 | 2.8276
253095-Pkg. System Economizer Retrofit | 0.87927 | 0.37739 | 0 | 2260.592 | 33908.88 | -0.44423 | -6.6634 | 0.037386 | 0.25021 | 0.037386 | 0.25021 | 0.094689 | 0.63371 | 0.094689 | 0.63371 | 1.3596 | 3.0296 | 1.3596 | 3.0296
253095-Pkg. System Economizer Retrofit | 0.30774 | 0.13209 | 0 | 791.2072 | 11868.108 | -0.15548 | -2.3322 | 0.03672 | 0.24575 | 0.03672 | 0.24575 | 0.091356 | 0.6114 | 0.091356 | 0.6114 | 1.351 | 2.8276 | 1.351 | 2.8276
253095-Pkg. System Economizer Retrofit | 0.65945 | 0.28304 | 0 | 1695.444 | 25431.66 | -0.33317 | -4.9976 | 0.040959 | 0.26737 | 0.040959 | 0.26737 | 0.09826 | 0.64141 | 0.09826 | 0.64141 | 1.394 | 3.1062 | 1.394 | 3.1062
253095-Pkg. System Economizer Retrofit | 0.25748 | 0.10272 | 0 | 791.2072 | 11868.108 | -0.15548 | -2.3322 | 0.029929 | 0.2104 | 0.029929 | 0.2104 | 0.084569 | 0.59451 | 0.084569 | 0.59451 | 1.286 | 2.6917 | 1.286 | 2.6917
253095-Pkg. System Economizer Retrofit | 0.65945 | 0.28304 | 0 | 1695.444 | 25431.66 | -0.33317 | -4.9976 | 0.040959 | 0.26737 | 0.040959 | 0.26737 | 0.09826 | 0.64141 | 0.09826 | 0.64141 | 1.394 | 3.1062 | 1.394 | 3.1062
253095-Pkg. System Economizer Retrofit | 0.30774 | 0.13209 | 0 | 791.2072 | 11868.108 | -0.15548 | -2.3322 | 0.040293 | 0.26302 | 0.040293 | 0.26302 | 0.094927 | 0.61965 | 0.094927 | 0.61965 | 1.3851 | 2.8991 | 1.3851 | 2.8991
253095-Pkg. System Economizer Retrofit | 0.52756 | 0.22643 | 0 | 1356.3552 | 20345.328 | -0.26654 | -3.998 | 0.04057 | 0.26483 | 0.04057 | 0.26483 | 0.096316 | 0.62872 | 0.096316 | 0.62872 | 1.3888 | 2.9819 | 1.3888 | 2.9819
253095-Pkg. System Economizer Retrofit | 0.25748 | 0.10272 | 0 | 791.2072 | 11868.108 | -0.15548 | -2.3322 | 0.029929 | 0.2104 | 0.029929 | 0.2104 | 0.084569 | 0.59451 | 0.084569 | 0.59451 | 1.286 | 2.6917 | 1.286 | 2.6917
253095-Pkg. System Economizer Retrofit | 0.25748 | 0.10272 | 0 | 791.2072 | 11868.108 | -0.15548 | -2.3322 | 0.029929 | 0.2104 | 0.029929 | 0.2104 | 0.084569 | 0.59451 | 0.084569 | 0.59451 | 1.286 | 2.6917 | 1.286 | 2.6917
253095-Pkg. System Economizer Retrofit | 0.25748 | 0.10272 | 0 | 791.2072 | 11868.108 | -0.15548 | -2.3322 | 0.029929 | 0.2104 | 0.029929 | 0.2104 | 0.084569 | 0.59451 | 0.084569 | 0.59451 | 1.286 | 2.6917 | 1.286 | 2.6917
253095-Pkg. System Economizer Retrofit | 1.3189 | 0.56608 | 0 | 3390.888 | 50863.32 | -0.66634 | -9.9951 | 0.037386 | 0.25021 | 0.037386 | 0.25021 | 0.094689 | 0.63371 | 0.094689 | 0.63371 | 1.3596 | 3.0296 | 1.3596 | 3.0296
253095-Pkg. System Economizer Retrofit | 0.87927 | 0.37739 | 0 | 2260.592 | 33908.88 | -0.44423 | -6.6634 | 0.037386 | 0.25021 | 0.037386 | 0.25021 | 0.094689 | 0.63371 | 0.094689 | 0.63371 | 1.3596 | 3.0296 | 1.3596 | 3.0296
253095-Pkg. System Economizer Retrofit | 0.52756 | 0.22643 | 0 | 1356.3552 | 20345.328 | -0.26654 | -3.998 | 0.04057 | 0.26483 | 0.04057 | 0.26483 | 0.096316 | 0.62872 | 0.096316 | 0.62872 | 1.3888 | 2.9819 | 1.3888 | 2.9819
253101-Packaged Terminal AC Early Retirement | 0.33308 | 0.004239 | 0.24201 | 610.9237 | 9163.8558 | 0 | 0 | 0.11737 | 0 | 0.11737 | 0 | 0.1369 | 0 | 0.1369 | 0 | 4.6162 | 11.5871 | 4.6162 | 11.5871
253101-Packaged Terminal AC Early Retirement | 0.33308 | 0.004239 | 0.24201 | 610.9237 | 9163.8558 | 0 | 0 | 0.11737 | 0 | 0.11737 | 0 | 0.1369 | 0 | 0.1369 | 0 | 4.6162 | 11.5871 | 4.6162 | 11.5871
253101-Packaged Terminal AC Early Retirement | 0.33308 | 0.004239 | 0.24201 | 610.9237 | 9163.8558 | 0 | 0 | 0.11737 | 0 | 0.11737 | 0 | 0.1369 | 0 | 0.1369 | 0 | 4.6162 | 11.5871 | 4.6162 | 11.5871
253101-Packaged Terminal AC Early Retirement | 0.33308 | 0.004239 | 0.24201 | 610.9237 | 9163.8558 | 0 | 0 | 0.11737 | 0 | 0.11737 | 0 | 0.1369 | 0 | 0.1369 | 0 | 4.6162 | 11.5871 | 4.6162 | 11.5871
253101-Packaged Terminal AC Early Retirement | 0.33308 | 0.004239 | 0.24201 | 610.9237 | 9163.8558 | 0 | 0 | 0.11737 | 0 | 0.11737 | 0 | 0.1369 | 0 | 0.1369 | 0 | 4.6162 | 11.5871 | 4.6162 | 11.5871
253101-Packaged Terminal AC Early Retirement | 0.33308 | 0.004239 | 0.24201 | 610.9237 | 9163.8558 | 0 | 0 | 0.11737 | 0 | 0.11737 | 0 | 0.1369 | 0 | 0.1369 | 0 | 4.6162 | 11.5871 | 4.6162 | 11.5871
253101-Packaged Terminal AC Early Retirement | 0.33308 | 0.004239 | 0.24201 | 610.9237 | 9163.8558 | 0 | 0 | 0.11737 | 0 | 0.11737 | 0 | 0.1369 | 0 | 0.1369 | 0 | 4.6162 | 11.5871 | 4.6162 | 11.5871
253101-Packaged Terminal AC Early Retirement | 0.33308 | 0.004239 | 0.24201 | 610.9237 | 9163.8558 | 0 | 0 | 0.11737 | 0 | 0.11737 | 0 | 0.1369 | 0 | 0.1369 | 0 | 4.6162 | 11.5871 | 4.6162 | 11.5871
253101-Packaged Terminal AC Early Retirement | 0.33308 | 0.004239 | 0.24201 | 610.9237 | 9163.8558 | 0 | 0 | 0.11737 | 0 | 0.11737 | 0 | 0.1369 | 0 | 0.1369 | 0 | 4.6162 | 11.5871 | 4.6162 | 11.5871
253101-Packaged Terminal AC Early Retirement | 0.33308 | 0.004239 | 0.24201 | 610.9237 | 9163.8558 | 0 | 0 | 0.11737 | 0 | 0.11737 | 0 | 0.1369 | 0 | 0.1369 | 0 | 4.6162 | 11.5871 | 4.6162 | 11.5871
253103-Packaged terminal HP Early Retirement | 0.34318 | 0.0043676 | 0.24885 | 629.4576 | 9441.864 | 0 | 0 | 0.066118 | 0 | 0.066118 | 0 | 0.13728 | 0 | 0.13728 | 0 | 1.7898 | 11.9386 | 1.7898 | 11.9386
253103-Packaged terminal HP Early Retirement | 0.34318 | 0.0043676 | 0.24885 | 629.4576 | 9441.864 | 0 | 0 | 0.066118 | 0 | 0.066118 | 0 | 0.13728 | 0 | 0.13728 | 0 | 1.7898 | 11.9386 | 1.7898 | 11.9386
253103-Packaged terminal HP Early Retirement | 0.34318 | 0.0043676 | 0.24885 | 629.4576 | 9441.864 | 0 | 0 | 0.066118 | 0 | 0.066118 | 0 | 0.13728 | 0 | 0.13728 | 0 | 1.7898 | 11.9386 | 1.7898 | 11.9386
253103-Packaged terminal HP Early Retirement | 0.34318 | 0.0043676 | 0.24885 | 629.4576 | 9441.864 | 0 | 0 | 0.066118 | 0 | 0.066118 | 0 | 0.13728 | 0 | 0.13728 | 0 | 1.7898 | 11.9386 | 1.7898 | 11.9386
253103-Packaged terminal HP Early Retirement | 0.34318 | 0.0043676 | 0.24885 | 629.4576 | 9441.864 | 0 | 0 | 0.066118 | 0 | 0.066118 | 0 | 0.13728 | 0 | 0.13728 | 0 | 1.7898 | 11.9386 | 1.7898 | 11.9386
253103-Packaged terminal HP Early Retirement | 0.34318 | 0.0043676 | 0.24885 | 629.4576 | 9441.864 | 0 | 0 | 0.066118 | 0 | 0.066118 | 0 | 0.13728 | 0 | 0.13728 | 0 | 1.7898 | 11.9386 | 1.7898 | 11.9386
253103-Packaged terminal HP Early Retirement | 0.34318 | 0.0043676 | 0.24885 | 629.4576 | 9441.864 | 0 | 0 | 0.066118 | 0 | 0.066118 | 0 | 0.13728 | 0 | 0.13728 | 0 | 1.7898 | 11.9386 | 1.7898 | 11.9386
253103-Packaged terminal HP Early Retirement | 0.34318 | 0.0043676 | 0.24885 | 629.4576 | 9441.864 | 0 | 0 | 0.066118 | 0 | 0.066118 | 0 | 0.13728 | 0 | 0.13728 | 0 | 1.7898 | 11.9386 | 1.7898 | 11.9386
253103-Packaged terminal HP Early Retirement | 0.34318 | 0.0043676 | 0.24885 | 629.4576 | 9441.864 | 0 | 0 | 0.066118 | 0 | 0.066118 | 0 | 0.13728 | 0 | 0.13728 | 0 | 1.7898 | 11.9386 | 1.7898 | 11.9386
253103-Packaged terminal HP Early Retirement | 0.34318 | 0.0043676 | 0.24885 | 629.4576 | 9441.864 | 0 | 0 | 0.066118 | 0 | 0.066118 | 0 | 0.13728 | 0 | 0.13728 | 0 | 1.7898 | 11.9386 | 1.7898 | 11.9386
253103-Packaged terminal HP Early Retirement | 0.34318 | 0.0043676 | 0.24885 | 629.4576 | 9441.864 | 0 | 0 | 0.066118 | 0 | 0.066118 | 0 | 0.13728 | 0 | 0.13728 | 0 | 1.7898 | 11.9386 | 1.7898 | 11.9386

## Output
Program Summary |  | Nominal | Present Value | [5 empty] | Avoided Cost Version
Proposer Name |  | 0 | [6 empty] | 2006-06-01
Program Name |  | 0 | [6 empty] | 2006-06-01
Total Program Budget ($) |  | 365389.94 | 317372.3121 | [5 empty] | Base Year
2006
Net Participant Cost ($) |  | 3311164.4849 | 2876502.973 | [5 empty] | SDG&E Tool NTG 4f2 (800).xls
Program Impacts | [9 empty] | Program Impacts (Gross)
| Annual Net kWh | Lifecycle Net kWh | Annual Net Therms | Lifecycle Net Therms | Net Jul-Sept Pk (kW) | Net Dec-Feb Pk (kW) | Net CEC (kW) | User Entered kW |  |  | Annual Gross kWh | Lifecycle Gross kWh | Annual Gross Therms | Lifecycle Gross Therms | User Entered kW
2006-2008 | 1541419.1228 | 23065174.842 | -7.1076 | -106.6145 | 542.584 | 191.9298 | 0 | 1092.4039 |  | 2006-2008 | 749.199 | 28831468.5525 | 0 | -133.2682 | 1365.5048
2009-2012 | 0 | 0 | 0 | 0 | 0 | 0 | 0 | 0 |  | 2009-2012 | 0 | 0 | 0 | 0 | 0
2013-2016 | 0 | 0 | 0 | 0 | 0 | 0 | 0 | 0 |  | 2013-2016 | 0 | 0 | 0 | 0 | 0
Cost Effectiveness (Lifecycle Present Value Dollars)
|  | Benefits |  |  | Benefit - Cost
| Cost | Electric | Gas | Incentives | NPV | B/C Ratio | Notes
Program TRC ($) | 3193875.285 | 1734360.4404 | -56.0593 | NA | -1459570.9039 | 0.54301 | *1
Program PAC ($) | 317372.3121 | 1734360.4404 | -56.0593 | NA | 1416932.069 | 5.4646 | *1,2
Program RIM ($) | 317372.3121 | 1734360.4404 | -56.0593 | NA | 1416932.069 | 5.4646 | *1
*1 B/C Ratio is an approximation because any supply cost increases are treated as negative benefits rather than as a cost as in the Standard Practice Manual
*2 PAC benefits include environmental costs. This is to be consistent with the TRC benefits, but is not strictly consistent with the Standard Practice Manual.
Levelized Cost and Benefit (All Measures Installed through 2012)
| Discounted Savings |  |  |  | Benefit - Cost
| kWh | Therms | Cost | Benefits | NPV
TRC ($/kWh ) | 12672514.764 |  | 0.25203 | 0.13686 | -0.11517
PAC ($/kWh) | 12672514.764 |  | 0.024999 | 0.13686 | 0.11186
RIM ($/kWh) | 12672514.764 |  | 0.025045 | 0.13686 | 0.11182
TRC ($/therm) |  | -59.2629 | 0.69572 | 0.94594 | 0.25022
PAC ($/therm) |  | -59.2629 | 0.31673 | 0.94594 | 0.62921
RIM ($/therm) |  | -59.2629 | 0.1731 | 0.94594 | 0.77284
Emissions Reductions | [9 empty] | Emissions Reductions (Gross)
| Electric Reductions |  |  | Gas Reductions | [6 empty] | Electric Reductions |  |  | Gas Reductions
Annual Reductions | CO2 (tons) | NOX (lbs) | PM-10 (lbs) | CO2 (tons) | NOX (lbs) |  |  |  |  | Annual Reductions | CO2 (tons) | NOX (lbs) | PM-10 (lbs) | CO2 (tons) | NOX (lbs)
2006 | 0 | 0 | 0 | 0 | 0 | * annual reductions are the units |  |  |  | 2006 | 0 | 0 | 0 | 0 | 0 | * annual reductions are the units
2007 | 888.9688 | 241.9336 | 113.991 | -0.04158 | -0.06539 | implemented in the year, times |  |  |  | 2007 | 1111.211 | 302.417 | 142.4887 | -0.051975 | -0.081738 | implemented in the year, times
2008 | 0 | 0 | 0 | 0 | 0 | the annual emission reduction |  |  |  | 2008 | 0 | 0 | 0 | 0 | 0 | the annual emission reduction
2009 | 0 | 0 | 0 | 0 | 0 | for the measure. |  |  |  | 2009 | 0 | 0 | 0 | 0 | 0 | for the measure.
2010 | 0 | 0 | 0 | 0 | 0 |  |  |  |  | 2010 | 0 | 0 | 0 | 0 | 0
2011 | 0 | 0 | 0 | 0 | 0 |  |  |  |  | 2011 | 0 | 0 | 0 | 0 | 0
2012 | 0 | 0 | 0 | 0 | 0 |  |  |  |  | 2012 | 0 | 0 | 0 | 0 | 0
2013 | 0 | 0 | 0 | 0 | 0 |  |  |  |  | 2013 | 0 | 0 | 0 | 0 | 0
2014 | 0 | 0 | 0 | 0 | 0 |  |  |  |  | 2014 | 0 | 0 | 0 | 0 | 0
2015 | 0 | 0 | 0 | 0 | 0 |  |  |  |  | 2015 | 0 | 0 | 0 | 0 | 0
2016 | 0 | 0 | 0 | 0 | 0 |  |  |  |  | 2016 | 0 | 0 | 0 | 0 | 0
Total Annual | 888.9688 | 241.9336 | 113.991 | -0.04158 | -0.06539 |  |  |  |  | Total Annual | 1111.211 | 302.417 | 142.4887 | -0.051975 | -0.081738
Lifecycle Reductions | [9 empty] | Lifecycle Reductions
2006 | 0 | 0 | 0 | 0 | 0 |  |  |  |  | 2006 | 0 | 0 | 0 | 0 | 0
2007 | 13301.2187 | 3619.7345 | 1705.6183 | -0.62369 | -0.98085 |  |  |  |  | 2007 | 16626.5234 | 4524.6682 | 2132.0229 | -0.77962 | -1.2261
2008 | 0 | 0 | 0 | 0 | 0 |  |  |  |  | 2008 | 0 | 0 | 0 | 0 | 0
2009 | 0 | 0 | 0 | 0 | 0 |  |  |  |  | 2009 | 0 | 0 | 0 | 0 | 0
2010 | 0 | 0 | 0 | 0 | 0 |  |  |  |  | 2010 | 0 | 0 | 0 | 0 | 0
2011 | 0 | 0 | 0 | 0 | 0 |  |  |  |  | 2011 | 0 | 0 | 0 | 0 | 0
2012 | 0 | 0 | 0 | 0 | 0 |  |  |  |  | 2012 | 0 | 0 | 0 | 0 | 0
2013 | 0 | 0 | 0 | 0 | 0 |  |  |  |  | 2013 | 0 | 0 | 0 | 0 | 0
2014 | 0 | 0 | 0 | 0 | 0 |  |  |  |  | 2014 | 0 | 0 | 0 | 0 | 0
2015 | 0 | 0 | 0 | 0 | 0 |  |  |  |  | 2015 | 0 | 0 | 0 | 0 | 0
2016 | 0 | 0 | 0 | 0 | 0 |  |  |  |  | 2016 | 0 | 0 | 0 | 0 | 0
Total Lifecycle | 13301.2187 | 3619.7345 | 1705.6183 | -0.62369 | -0.98085 |  |  |  |  | Total Lifecycle | 16626.5234 | 4524.6682 | 2132.0229 | -0.77962 | -1.2261
Reductions based on total annual installations | [9 empty] | Reductions based on total annual installations (Gross)
| Annual Net kWh | Lifecycle Net kWh | Annual Net Therms | Lifecycle Net Therms | Net July-Sept Peak (kW) | Net Dec-Feb (kW) |  | User Entered kW | Net Annual NCP (kW) |  | Annual Gross kWh | Lifecycle Gross kWh | Annual Gross Therms | Lifecycle Gross Therms | User Entered kW
2006 | 0 | 0 | 0 | 0 | 0 | 0 |  | 0 | 0 | 2006 | 0 | 0 | 0 | 0 | 0
2007 | 1541419.1228 | 23065174.842 | -7.1076 | -106.6145 | 542.584 | 191.9298 |  | 1092.4039 | 68.2108 | 2007 | 749.199 | 28831468.5525 | 0 | -133.2682 | 1365.5048
2008 | 0 | 0 | 0 | 0 | 0 | 0 |  | 0 | 511.4245 | 2008 | 0 | 0 | 0 | 0 | 0
2009 | 0 | 0 | 0 | 0 | 0 | 0 |  | 0 | 0 | 2009 | 0 | 0 | 0 | 0 | 0
2010 | 0 | 0 | 0 | 0 | 0 | 0 |  | 0 | 0 | 2010 | 0 | 0 | 0 | 0 | 0
2011 | 0 | 0 | 0 | 0 | 0 | 0 |  | 0 | 0 | 2011 | 0 | 0 | 0 | 0 | 0
2012 | 0 | 0 | 0 | 0 | 0 | 0 |  | 0 | 0 | 2012 | 0 | 0 | 0 | 0 | 0
2013 | 0 | 0 | 0 | 0 | 0 | 0 |  | 0 | -2.1616 | 2013 | 0 | 0 | 0 | 0 | 0
2014 | 0 | 0 | 0 | 0 | 0 | 0 |  | 0 | 0 | 2014 | 0 | 0 | 0 | 0 | 0
2015 | 0 | 0 | 0 | 0 | 0 | 0 |  | 0 | 0 | 2015 | 0 | 0 | 0 | 0 | 0
2016 | 0 | 0 | 0 | 0 | 0 | 0 |  | 0 | 0 | 2016 | 0 | 0 | 0 | 0 | 0
Total | 1541419.1228 | 23065174.842 | -7.1076 | -106.6145 | 542.584 | 191.9298 |  | 1092.4039 | 577.4737 | Total | 749.199 | 28831468.5525 | 0 | -133.2682 | 1365.5048
Net Impacts by Sector (All Measures Installed through 2016)
| Annual Net kWh | Lifecycle Net kWh | Annual Net Therms | Lifecycle Net Therms | Net July-Sept Peak (kW) | Net Dec-Feb (kW) |  | User Entered kW | TRC Lifecycle Net Benefits* ($)
Total | 1541419.1228 | 23065174.842 | -7.1076 | -106.6145 | 542.584 | 191.9298 |  | 1092.4039 | -1459570.9039
Residential | 0 | 0 | 0 | 0 | 0 | 0 |  | 0 | 0
Commercial | 1541419.1228 | 23065174.842 | -7.1076 | -106.6145 | 542.584 | 191.9298 |  | 1092.4039 | -1459570.9039
Industrial | 0 | 0 | 0 | 0 | 0 | 0 |  | 0 | 0
Agricultural | 0 | 0 | 0 | 0 | 0 | 0 |  | 0 | 0
Not Used | 0 | 0 | 0 | 0 | 0 | 0 |  | 0 | 0
Not Used | 0 | 0 | 0 | 0 | 0 | 0 |  | 0 | 0
Not Used | 0 | 0 | 0 | 0 | 0 | 0 |  | 0 | 0
0 | 0 | 0 | 0 | 0 | 0 | 0 |  | 0 | 0
0 | 0 | 0 | 0 | 0 | 0 | 0 |  | 0 | 0
0 | 0 | 0 | 0 | 0 | 0 | 0 |  | 0 | 0
0 | 0 | 0 | 0 | 0 | 0 | 0 |  | 0 | 0
0 | 0 | 0 | 0 | 0 | 0 | 0 |  | 0 | 0
0 |  |  | 0 |  |  |  |  | 0 | 0
0 |  |  | 0 |  |  |  |  | 0 | 0
0 |  |  | 0 |  |  |  |  | 0 | 0
0 |  |  | 0 |  |  |  |  | 0 | 0
0 |  |  | 0 |  |  |  |  | 0 | 0
0 |  |  | 0 |  |  |  |  | 0 | 0
0 |  |  | 0 |  |  |  |  | 0 | 0
0 |  |  | 0 |  |  |  |  | 0 | 0
0 |  |  | 0 |  |  |  |  | 0 | 0
0 |  |  | 0 |  |  |  |  | 0 | 0
0 |  |  | 0 |  |  |  |  | 0 | 0
0 |  |  | 0 |  |  |  |  | 0 | 0
* Include program-level and admin costs allocated based to total gas and electric programs at the measure level.
Net Impacts by CPUC End Use Categories (All Measures Installed through 2016)
| Annual Net kWh | Lifecycle Net kWh | Annual Net Therms | Lifecycle Net Therms | Net July-Sept Peak (kW) | Net Dec-Feb Pk (kW) |  | User Entered kW | TRC Lifecycle Net Benefits* ($)
Total | 1541419.1228 | 23065174.842 | -7.1076 | -106.6145 | 542.584 | 191.9298 |  | 1092.4039 | -1459570.9039
Clothes Dryer | 0 | 0 | 0 | 0 | 0 | 0 |  | 0 | 0
Clothes Washer | 0 | 0 | 0 | 0 | 0 | 0 |  | 0 | 0
Consumer Electronics | 0 | 0 | 0 | 0 | 0 | 0 |  | 0 | 0
Cooking | 0 | 0 | 0 | 0 | 0 | 0 |  | 0 | 0
Dishwasher | 0 | 0 | 0 | 0 | 0 | 0 |  | 0 | 0
Other Appliance | 0 | 0 | 0 | 0 | 0 | 0 |  | 0 | 0
Office Equipment | 0 | 0 | 0 | 0 | 0 | 0 |  | 0 | 0
Building shell | 0 | 0 | 0 | 0 | 0 | 0 |  | 0 | 0
Space Cooling | 1541419.1228 | 23065174.842 | -7.1076 | -106.6145 | 542.584 | 191.9298 |  | 1092.4039 | -1459570.9039
Space Heating | 0 | 0 | 0 | 0 | 0 | 0 |  | 0 | 0
Ventilation | 0 | 0 | 0 | 0 | 0 | 0 |  | 0 | 0
Interior Lighting | 0 | 0 | 0 | 0 | 0 | 0 |  | 0 | 0
Exterior Lighting | 0 | 0 | 0 | 0 | 0 | 0 |  | 0 | 0
Daylighting | 0 | 0 | 0 | 0 | 0 | 0 |  | 0 | 0
Motors | 0 | 0 | 0 | 0 | 0 | 0 |  | 0 | 0
Process | 0 | 0 | 0 | 0 | 0 | 0 |  | 0 | 0
Compressed Air | 0 | 0 | 0 | 0 | 0 | 0 |  | 0 | 0
Food Processor | 0 | 0 | 0 | 0 | 0 | 0 |  | 0 | 0
Refrigeration | 0 | 0 | 0 | 0 | 0 | 0 |  | 0 | 0
Freezers | 0 | 0 | 0 | 0 | 0 | 0 |  | 0 | 0
Pumps | 0 | 0 | 0 | 0 | 0 | 0 |  | 0 | 0
Pool Pump | 0 | 0 | 0 | 0 | 0 | 0 |  | 0 | 0
Domestic Hot Water | 0 | 0 | 0 | 0 | 0 | 0 |  | 0 | 0
Water Heating | 0 | 0 | 0 | 0 | 0 | 0 |  | 0 | 0
Other and unspecified | 0 | 0 | 0 | 0 | 0 | 0 | 0 | 0 | 0
* Include program-level and admin costs allocated based to total gas and electric programs at the measure level.
Net Impacts by Climate Zone (All Measures Installed through 2016)
| Annual Net kWh | Lifecycle Net kWh | Annual Net Therms | Lifecycle Net Therms | Net July-Sept Peak (kW) | Net dec-Feb Pk (kW) |  | User Entered kW | TRC Lifecycle Net Benefits* ($)
Total | 1541419.1228 | 23065174.842 | -7.1076 | -106.6145 | 542.584 | 191.9298 |  | 1092.4039 | -1459570.9039
7 | 781616.7076 | 11717818.614 | -5.4196 | -81.2936 | 285.0325 | 92.5803 |  | 492.198 | -802667.6042
10 | 715169.8768 | 10727548.152 | -1.6881 | -25.321 | 239.8048 | 93.4524 |  | 572.9332 | -609792.7556
14 | 4968 | 24840 | 0 | 0 | 1.9323 | 0.82937 |  | 4.488 | 2511.9308
15 | 0 | 0 | 0 | 0 | 0 | 0 |  | 0 | 0
System | 39664.5384 | 594968.076 | 0 | 0 | 15.8143 | 5.0677 |  | 22.7847 | -49622.4749
0 | 0 | 0 | 0 | 0 | 0 | 0 |  | 0 | 0
0 | 0 | 0 | 0 | 0 | 0 | 0 |  | 0 | 0
0 | 0 | 0 | 0 | 0 | 0 | 0 |  | 0 | 0
0 | 0 | 0 | 0 | 0 | 0 | 0 |  | 0 | 0
0 | 0 | 0 | 0 | 0 | 0 | 0 |  | 0 | 0
0 | 0 | 0 | 0 | 0 | 0 | 0 |  | 0 | 0
* Include program-level and admin costs allocated based to total gas and electric programs at the measure level.
Persistent reductions in the summer (3rd Qtr) or winter (4th Qtr) of each year
| Net Juy-Sept Peak (kW) | Net Annual Dec-Feb (kW)
2006 | 0 | 0
2007 | 0 | 191.9298
2008 | 542.584 | 191.9298
2009 | 542.584 | 191.9298
2010 | 542.584 | 191.9298
2011 | 542.584 | 191.9298
2012 | 542.584 | 191.0169
2013 | 540.4423 | 191.0169
2014 | 540.4423 | 191.0169
2015 | 540.4423 | 191.0169
2016 | 540.4423 | 191.0169
2017 | 540.4423 | 191.0169
Monthly Impacts
First Year for Impact Table: | 2006
| Quarter | Monthly Five Hour Avg or TOU Peak | Net Monthly NCP (kW) |  | Monthly Net kWh | Monthly Net Therms
2006-01-01 | 1 | 0 | 0 |  | 0 | 0
2006-02-01 | 1 | 0 | 0 |  | 0 | 0
2006-03-01 | 1 | 0 | 0 |  | 0 | 0
2006-04-01 | 2 | 0 | 0 |  | 0 | 0
2006-05-01 | 2 | 0 | 0 |  | 0 | 0
2006-06-01 | 2 | 0 | 0 |  | 0 | 0
2006-07-01 | 3 | 0 | 0 |  | 0 | 0
2006-08-01 | 3 | 0 | 0 |  | 0 | 0
2006-09-01 | 3 | 0 | 0 |  | 0 | 0
2006-10-01 | 4 | 0 | 0 |  | 0 | 0
2006-11-01 | 4 | 0 | 0 |  | 0 | 0
2006-12-01 | 4 | 0 | 0 |  | 0 | 0
2007-01-01 | 5 | 0 | 0 |  | 0 | 0
2007-02-01 | 5 | 0 | 0 |  | 0 | 0
2007-03-01 | 5 | 0 | 0 |  | 0 | 0
2007-04-01 | 6 | 0 | 0 |  | 0 | 0
2007-05-01 | 6 | 0 | 0 |  | 0 | 0
2007-06-01 | 6 | 0 | 0 |  | 0 | 0
2007-07-01 | 7 | 0 | 0 |  | 0 | 0
2007-08-01 | 7 | 0 | 0 |  | 0 | 0
2007-09-01 | 7 | 0 | 0 |  | 0 | 0
2007-10-01 | 8 | 68.0667 | 68.2108 |  | 30897.4745 | -0.5923
2007-11-01 | 8 | 68.0667 | 68.2108 |  | 30897.4745 | -0.5923
2007-12-01 | 8 | 68.0667 | 68.2108 |  | 30897.4745 | -0.5923
2008-01-01 | 9 | 191.9298 | 192.1641 |  | 88555.6602 | -0.5923
2008-02-01 | 9 | 191.9298 | 192.1641 |  | 88555.6602 | -0.5923
2008-03-01 | 9 | 191.9298 | 192.1641 |  | 88555.6602 | -0.5923
2008-04-01 | 10 | 191.9298 | 192.1641 |  | 88555.6602 | -0.5923
2008-05-01 | 10 | 542.584 | 579.6353 |  | 184306.8789 | -0.5923
2008-06-01 | 10 | 542.584 | 579.6353 |  | 184306.8789 | -0.5923
2008-07-01 | 11 | 542.584 | 579.6353 |  | 184306.8789 | -0.5923
2008-08-01 | 11 | 542.584 | 579.6353 |  | 184306.8789 | -0.5923
2008-09-01 | 11 | 542.584 | 579.6353 |  | 184306.8789 | -0.5923
2008-10-01 | 12 | 191.9298 | 192.1641 |  | 88555.6602 | -0.5923
2008-11-01 | 12 | 191.9298 | 192.1641 |  | 88555.6602 | -0.5923
2008-12-01 | 12 | 191.9298 | 192.1641 |  | 88555.6602 | -0.5923
2009-01-01 | 13 | 191.9298 | 192.1641 |  | 88555.6602 | -0.5923
2009-02-01 | 13 | 191.9298 | 192.1641 |  | 88555.6602 | -0.5923
2009-03-01 | 13 | 191.9298 | 192.1641 |  | 88555.6602 | -0.5923
2009-04-01 | 14 | 191.9298 | 192.1641 |  | 88555.6602 | -0.5923
2009-05-01 | 14 | 542.584 | 579.6353 |  | 184306.8789 | -0.5923
2009-06-01 | 14 | 542.584 | 579.6353 |  | 184306.8789 | -0.5923
2009-07-01 | 15 | 542.584 | 579.6353 |  | 184306.8789 | -0.5923
2009-08-01 | 15 | 542.584 | 579.6353 |  | 184306.8789 | -0.5923
2009-09-01 | 15 | 542.584 | 579.6353 |  | 184306.8789 | -0.5923
2009-10-01 | 16 | 191.9298 | 192.1641 |  | 88555.6602 | -0.5923
2009-11-01 | 16 | 191.9298 | 192.1641 |  | 88555.6602 | -0.5923
2009-12-01 | 16 | 191.9298 | 192.1641 |  | 88555.6602 | -0.5923
2010-01-01 | 17 | 191.9298 | 192.1641 |  | 88555.6602 | -0.5923
2010-02-01 | 17 | 191.9298 | 192.1641 |  | 88555.6602 | -0.5923
2010-03-01 | 17 | 191.9298 | 192.1641 |  | 88555.6602 | -0.5923
2010-04-01 | 18 | 191.9298 | 192.1641 |  | 88555.6602 | -0.5923
2010-05-01 | 18 | 542.584 | 579.6353 |  | 184306.8789 | -0.5923
2010-06-01 | 18 | 542.584 | 579.6353 |  | 184306.8789 | -0.5923
2010-07-01 | 19 | 542.584 | 579.6353 |  | 184306.8789 | -0.5923
2010-08-01 | 19 | 542.584 | 579.6353 |  | 184306.8789 | -0.5923
2010-09-01 | 19 | 542.584 | 579.6353 |  | 184306.8789 | -0.5923
2010-10-01 | 20 | 191.9298 | 192.1641 |  | 88555.6602 | -0.5923
2010-11-01 | 20 | 191.9298 | 192.1641 |  | 88555.6602 | -0.5923
2010-12-01 | 20 | 191.9298 | 192.1641 |  | 88555.6602 | -0.5923
2011-01-01 | 21 | 191.9298 | 192.1641 |  | 88555.6602 | -0.5923
2011-02-01 | 21 | 191.9298 | 192.1641 |  | 88555.6602 | -0.5923
2011-03-01 | 21 | 191.9298 | 192.1641 |  | 88555.6602 | -0.5923
2011-04-01 | 22 | 191.9298 | 192.1641 |  | 88555.6602 | -0.5923
2011-05-01 | 22 | 542.584 | 579.6353 |  | 184306.8789 | -0.5923
2011-06-01 | 22 | 542.584 | 579.6353 |  | 184306.8789 | -0.5923
2011-07-01 | 23 | 542.584 | 579.6353 |  | 184306.8789 | -0.5923
2011-08-01 | 23 | 542.584 | 579.6353 |  | 184306.8789 | -0.5923
2011-09-01 | 23 | 542.584 | 579.6353 |  | 184306.8789 | -0.5923
2011-10-01 | 24 | 191.9298 | 192.1641 |  | 88555.6602 | -0.5923
2011-11-01 | 24 | 191.9298 | 192.1641 |  | 88555.6602 | -0.5923
2011-12-01 | 24 | 191.9298 | 192.1641 |  | 88555.6602 | -0.5923
2012-01-01 | 25 | 191.9298 | 192.1641 |  | 88555.6602 | -0.5923
2012-02-01 | 25 | 191.9298 | 192.1641 |  | 88555.6602 | -0.5923
2012-03-01 | 25 | 191.9298 | 192.1641 |  | 88555.6602 | -0.5923
2012-04-01 | 26 | 191.9298 | 192.1641 |  | 88555.6602 | -0.5923
2012-05-01 | 26 | 542.584 | 579.6353 |  | 184306.8789 | -0.5923
2012-06-01 | 26 | 542.584 | 579.6353 |  | 184306.8789 | -0.5923
2012-07-01 | 27 | 542.584 | 579.6353 |  | 184306.8789 | -0.5923
2012-08-01 | 27 | 542.584 | 579.6353 |  | 184306.8789 | -0.5923
2012-09-01 | 27 | 542.584 | 579.6353 |  | 184306.8789 | -0.5923
2012-10-01 | 28 | 191.0169 | 191.2513 |  | 88201.3449 | -0.5923
2012-11-01 | 28 | 191.0169 | 191.2513 |  | 88201.3449 | -0.5923
2012-12-01 | 28 | 191.0169 | 191.2513 |  | 88201.3449 | -0.5923
2013-01-01 | 29 | 191.0169 | 191.2513 |  | 88201.3449 | -0.5923
2013-02-01 | 29 | 191.0169 | 191.2513 |  | 88201.3449 | -0.5923
2013-03-01 | 29 | 191.0169 | 191.2513 |  | 88201.3449 | -0.5923
2013-04-01 | 30 | 191.0169 | 191.2513 |  | 88201.3449 | -0.5923
2013-05-01 | 30 | 540.4423 | 577.4737 |  | 183680.581 | -0.5923
2013-06-01 | 30 | 540.4423 | 577.4737 |  | 183680.581 | -0.5923
2013-07-01 | 31 | 540.4423 | 577.4737 |  | 183680.581 | -0.5923
2013-08-01 | 31 | 540.4423 | 577.4737 |  | 183680.581 | -0.5923
2013-09-01 | 31 | 540.4423 | 577.4737 |  | 183680.581 | -0.5923
2013-10-01 | 32 | 191.0169 | 191.2513 |  | 88201.3449 | -0.5923
2013-11-01 | 32 | 191.0169 | 191.2513 |  | 88201.3449 | -0.5923
2013-12-01 | 32 | 191.0169 | 191.2513 |  | 88201.3449 | -0.5923
2014-01-01 | 33 | 191.0169 | 191.2513 |  | 88201.3449 | -0.5923
2014-02-01 | 33 | 191.0169 | 191.2513 |  | 88201.3449 | -0.5923
2014-03-01 | 33 | 191.0169 | 191.2513 |  | 88201.3449 | -0.5923
2014-04-01 | 34 | 191.0169 | 191.2513 |  | 88201.3449 | -0.5923
2014-05-01 | 34 | 540.4423 | 577.4737 |  | 183680.581 | -0.5923
2014-06-01 | 34 | 540.4423 | 577.4737 |  | 183680.581 | -0.5923
2014-07-01 | 35 | 540.4423 | 577.4737 |  | 183680.581 | -0.5923
2014-08-01 | 35 | 540.4423 | 577.4737 |  | 183680.581 | -0.5923
2014-09-01 | 35 | 540.4423 | 577.4737 |  | 183680.581 | -0.5923
2014-10-01 | 36 | 191.0169 | 191.2513 |  | 88201.3449 | -0.5923
2014-11-01 | 36 | 191.0169 | 191.2513 |  | 88201.3449 | -0.5923
2014-12-01 | 36 | 191.0169 | 191.2513 |  | 88201.3449 | -0.5923
2015-01-01 | 37 | 191.0169 | 191.2513 |  | 88201.3449 | -0.5923
2015-02-01 | 37 | 191.0169 | 191.2513 |  | 88201.3449 | -0.5923
2015-03-01 | 37 | 191.0169 | 191.2513 |  | 88201.3449 | -0.5923
2015-04-01 | 38 | 191.0169 | 191.2513 |  | 88201.3449 | -0.5923
2015-05-01 | 38 | 540.4423 | 577.4737 |  | 183680.581 | -0.5923
2015-06-01 | 38 | 540.4423 | 577.4737 |  | 183680.581 | -0.5923
2015-07-01 | 39 | 540.4423 | 577.4737 |  | 183680.581 | -0.5923
2015-08-01 | 39 | 540.4423 | 577.4737 |  | 183680.581 | -0.5923
2015-09-01 | 39 | 540.4423 | 577.4737 |  | 183680.581 | -0.5923
2015-10-01 | 40 | 191.0169 | 191.2513 |  | 88201.3449 | -0.5923
2015-11-01 | 40 | 191.0169 | 191.2513 |  | 88201.3449 | -0.5923
2015-12-01 | 40 | 191.0169 | 191.2513 |  | 88201.3449 | -0.5923
2016-01-01 | 41 | 191.0169 | 191.2513 |  | 88201.3449 | -0.5923
2016-02-01 | 41 | 191.0169 | 191.2513 |  | 88201.3449 | -0.5923
2016-03-01 | 41 | 191.0169 | 191.2513 |  | 88201.3449 | -0.5923
2016-04-01 | 42 | 191.0169 | 191.2513 |  | 88201.3449 | -0.5923
2016-05-01 | 42 | 540.4423 | 577.4737 |  | 183680.581 | -0.5923
2016-06-01 | 42 | 540.4423 | 577.4737 |  | 183680.581 | -0.5923
2016-07-01 | 43 | 540.4423 | 577.4737 |  | 183680.581 | -0.5923
2016-08-01 | 43 | 540.4423 | 577.4737 |  | 183680.581 | -0.5923
2016-09-01 | 43 | 540.4423 | 577.4737 |  | 183680.581 | -0.5923
2016-10-01 | 44 | 191.0169 | 191.2513 |  | 88201.3449 | -0.5923
2016-11-01 | 44 | 191.0169 | 191.2513 |  | 88201.3449 | -0.5923
2016-12-01 | 44 | 191.0169 | 191.2513 |  | 88201.3449 | -0.5923

## Input
| SDG&E Tool NTG 4f2 (800).xls |  |  |  | Program Budget ($) |  |  | NPV Factor for lump-sum admin costs: | 100%
a. Administrative Costs
| Proposer General Information |  |  |  | a.i. Overhead and G&A |  | d. Incentives and Rebates ($) | Nominal | NPV
| Proposer Name |  |  |  | a.ii. Other Admin costs |  | d.i. User Input Incentive |  | 0 | Note: User Input Incentives are treated like Admin costs and are NOT adjusted by the net to gross ratio in the TRC test.
| Program Name |  |  |  | b. Marketing/Outreach |  | d.ii. Rebate | 0 | 0
| Service Territory |  | SDG&E |  | c. Direct Implementation (non incentive) |  | d.iii. Direct Install Labor | 0 | 0
| First Year of Program Implementation |  |  | 2006 | c.i. Activity |  | d.iv. Direct Install Materials | 0 | 0
| Contact Information |  |  |  | c.ii. Installation |  | d.v. Upstream payments | 365389.94 | 317372.3121
| Name |  |  |  | c.iii. Hardware & Materials |  | Subtotal Direct Install | 365389.94 | 317372.3121
| Address |  |  |  | c.iv. Rebate Processing and Inspection
| ZIP code |  |  |  | d. Total Incentives and Rebates | 365389.94
| Telephone |  |  |  | e. EM&V |  | f. Costs recovered from other sources |  | 0
| Email |  |  |  | Total | 365389.94 | Program Budget w/ Other Costs (a to f) | 365389.94 | 317372.3121
Quarterly Installation Schedule
| Program Inputs | [10 empty] | Transfer | Admin | Admin | Admin | Participant | [8 empty] | Placeholders, not currently used | [10 empty] | Annual Installation Schedule | [10 empty] | 2006 |  |  |  | 2007 |  |  |  | 2008 |  |  |  | 2009 |  |  |  | 2010 |  |  |  | 2011 |  |  |  | 2012 |  |  |  | 2013 |  |  |  | 2014 |  |  |  | 2015 |  |  |  | 2016
| Measure Name | DEER RunID | Climate Zone | Target sector | Measure Electric End Use Shape | CZ, Sector, Measure combination found? | Measure Type (To Look up Measure Life) | Program Type (To look up Net-to-gross Ratio) | Unit Definition (e.g. homes) | Program Type (NEW/ROB or Early Repl(RET)) | Gross Measure Cost ($/unit) | Rebate to end use customer or its assignee ($/unit) | Incentives to entities other than the end use customer or its assignee($/unit) | Direct Install Labor ($/unit) | Direct Install Material ($/unit) | Participant cost ($/unit) | Gross Unit Annual Electricity Savings (kwh/unit) | Electric Rate Schedule | Demand Scaler | User Entered kW Savings per unit (kW/unit) | Gross Unit Annual Gas Savings (therm/unit) | Gas Sector | Gas Rate Schedule | Gas Savings Profile | Avg remaining life on replaced units (yrs) | Early retrofit incremental kWh savings (kWh/unit) | Early retrofit incremental kW savings (kW/unit) | Early retrofit incremental Th savings (Th/unit) | Combustion Type | Effective Useful Life (years) | Net-to-Gross Ratio - kWh | Net-to-Gross Ratio - kW | Net-to-Gross Ratio - Therms | Net-to-Gross Ratio - Costs | % Eligible for TOU AC adjustment | 2006 | 2007 | 2008 | 2009 | 2010 | 2011 | 2012 | 2013 | 2014 | 2015 | 2016 | Qtr 1 | Qtr 2 | Qtr 3 | Qtr 4 | Qtr 1 | Qtr 2 | Qtr 3 | Qtr 4 | Qtr 1 | Qtr 2 | Qtr 3 | Qtr 4 | Qtr 1 | Qtr 2 | Qtr 3 | Qtr 4 | Qtr 1 | Qtr 2 | Qtr 3 | Qtr 4 | Qtr 1 | Qtr 2 | Qtr 3 | Qtr 4 | Qtr 1 | Qtr 2 | Qtr 3 | Qtr 4 | Qtr 1 | Qtr 2 | Qtr 3 | Qtr 4 | Qtr 1 | Qtr 2 | Qtr 3 | Qtr 4 | Qtr 1 | Qtr 2 | Qtr 3 | Qtr 4 | Qtr 1 | Qtr 2 | Qtr 3 | Qtr 4 | Total Number of Units | Comments
0 | 253038-Comm. AC 135K to 239k |  | 10 | Commercial | 01-ALC-AllCommercial-Cooling | 0 |  |  |  |  | 110.8902 | 0 | 41.1765 | 0 | 0 | 69.7137 | 161 |  | kWh | 0.184 | 0 | Commercial |  | Annual | [5 empty] | 15 | 0.8 |  |  |  | 1 | 0 | 17 | 0 | 0 | 0 | 0 | 0 | 0 | 0 | 0 | 0 | 2006 Qtr 1: 0; 2006 Qtr 2: 0; 2006 Qtr 3: 0; 2006 Qtr 4: 0; 2007 Qtr 1: 0; 2007 Qtr 2: 0; 2007 Qtr 3: 0; 2007 Qtr 4: 17; 2008 Qtr 1: 0; 2008 Qtr 2: 0; 2008 Qtr 3: 0; 2008 Qtr 4: 0 | 17
0 | 253038-Comm. AC 135K to 239k |  | 7 | Commercial | 01-ALC-AllCommercial-Cooling | 0 |  |  |  |  | 110.8902 | 0 | 40 | 0 | 0 | 70.8902 | 81 |  | kWh | 0.069 | 0 | Commercial |  | Annual | [5 empty] | 15 | 0.8 |  |  |  | 1 | 0 | 15 | 0 | 0 | 0 | 0 | 0 | 0 | 0 | 0 | 0 | 2006 Qtr 1: 0; 2006 Qtr 2: 0; 2006 Qtr 3: 0; 2006 Qtr 4: 0; 2007 Qtr 1: 0; 2007 Qtr 2: 0; 2007 Qtr 3: 0; 2007 Qtr 4: 15; 2008 Qtr 1: 0; 2008 Qtr 2: 0; 2008 Qtr 3: 0; 2008 Qtr 4: 0 | 15
0 | 253038-Comm. AC 135K to 239k |  | 7 | Commercial | 01-ALC-AllCommercial-Cooling | 0 |  |  |  |  | 110.8902 | 0 | 40 | 0 | 0 | 70.8902 | 81 |  | kWh | 0.069 | 0 | Commercial |  | Annual | [5 empty] | 15 | 0.8 |  |  |  | 1 | 0 | 15 | 0 | 0 | 0 | 0 | 0 | 0 | 0 | 0 | 0 | 2006 Qtr 1: 0; 2006 Qtr 2: 0; 2006 Qtr 3: 0; 2006 Qtr 4: 0; 2007 Qtr 1: 0; 2007 Qtr 2: 0; 2007 Qtr 3: 0; 2007 Qtr 4: 15; 2008 Qtr 1: 0; 2008 Qtr 2: 0; 2008 Qtr 3: 0; 2008 Qtr 4: 0 | 15
0 | 253038-Comm. AC 135K to 239k |  | 10 | Commercial | 01-ALC-AllCommercial-Cooling | 0 |  |  |  |  | 110.8902 | 0 | 41.1765 | 0 | 0 | 69.7137 | 161 |  | kWh | 0.184 | 0 | Commercial |  | Annual | [5 empty] | 15 | 0.8 |  |  |  | 1 | 0 | 17 | 0 | 0 | 0 | 0 | 0 | 0 | 0 | 0 | 0 | 2006 Qtr 1: 0; 2006 Qtr 2: 0; 2006 Qtr 3: 0; 2006 Qtr 4: 0; 2007 Qtr 1: 0; 2007 Qtr 2: 0; 2007 Qtr 3: 0; 2007 Qtr 4: 17; 2008 Qtr 1: 0; 2008 Qtr 2: 0; 2008 Qtr 3: 0; 2008 Qtr 4: 0 | 17
0 | 253038-Comm. AC 135K to 239k |  | 10 | Commercial | 20-RFF-Restaurant–FastFood-Cooling | 0 |  |  |  |  | 110.8902 | 0 | 41.6667 | 0 | 0 | 69.2235 | 161 |  | kWh | 0.184 | 0 | Commercial |  | Annual | [5 empty] | 15 | 0.8 |  |  |  | 1 | 0 | 12 | 0 | 0 | 0 | 0 | 0 | 0 | 0 | 0 | 0 | 2006 Qtr 1: 0; 2006 Qtr 2: 0; 2006 Qtr 3: 0; 2006 Qtr 4: 0; 2007 Qtr 1: 0; 2007 Qtr 2: 0; 2007 Qtr 3: 0; 2007 Qtr 4: 12; 2008 Qtr 1: 0; 2008 Qtr 2: 0; 2008 Qtr 3: 0; 2008 Qtr 4: 0 | 12
0 | 253039-Comm. AC 240k to 759k |  | 7 | Commercial | 01-ALC-AllCommercial-Cooling | 0 |  |  |  |  | 115.1303 | 0 | 30 | 0 | 0 | 85.1303 | 208.977 |  | kWh | 0.15018 | 0 | Commercial |  | Annual | [5 empty] | 15 | 0.8 |  |  |  | 1 | 0 | 50 | 0 | 0 | 0 | 0 | 0 | 0 | 0 | 0 | 0 | 2006 Qtr 1: 0; 2006 Qtr 2: 0; 2006 Qtr 3: 0; 2006 Qtr 4: 0; 2007 Qtr 1: 0; 2007 Qtr 2: 0; 2007 Qtr 3: 0; 2007 Qtr 4: 50; 2008 Qtr 1: 0; 2008 Qtr 2: 0; 2008 Qtr 3: 0; 2008 Qtr 4: 0 | 50
0 | 253039-Comm. AC 240k to 759k |  | 7 | Commercial | 01-ALC-AllCommercial-Cooling | 0 |  |  |  |  | 115.1303 | 0 | 30 | 0 | 0 | 85.1303 | 208.977 |  | kWh | 0.15018 | 0 | Commercial |  | Annual | [5 empty] | 15 | 0.8 |  |  |  | 1 | 0 | 50 | 0 | 0 | 0 | 0 | 0 | 0 | 0 | 0 | 0 | 2006 Qtr 1: 0; 2006 Qtr 2: 0; 2006 Qtr 3: 0; 2006 Qtr 4: 0; 2007 Qtr 1: 0; 2007 Qtr 2: 0; 2007 Qtr 3: 0; 2007 Qtr 4: 50; 2008 Qtr 1: 0; 2008 Qtr 2: 0; 2008 Qtr 3: 0; 2008 Qtr 4: 0 | 50
0 | 253039-Comm. AC 240k to 759k |  | 7 | Commercial | 01-ALC-AllCommercial-Cooling | 0 |  |  |  |  | 115.1303 | 0 | 30.5556 | 0 | 0 | 84.5747 | 208.977 |  | kWh | 0.15018 | 0 | Commercial |  | Annual | [5 empty] | 15 | 0.8 |  |  |  | 1 | 0 | 27 | 0 | 0 | 0 | 0 | 0 | 0 | 0 | 0 | 0 | 2006 Qtr 1: 0; 2006 Qtr 2: 0; 2006 Qtr 3: 0; 2006 Qtr 4: 0; 2007 Qtr 1: 0; 2007 Qtr 2: 0; 2007 Qtr 3: 0; 2007 Qtr 4: 27; 2008 Qtr 1: 0; 2008 Qtr 2: 0; 2008 Qtr 3: 0; 2008 Qtr 4: 0 | 27
0 | 253039-Comm. AC 240k to 759k |  | 7 | Commercial | 01-ALC-AllCommercial-Cooling | 0 |  |  |  |  | 115.1303 | 0 | 30 | 0 | 0 | 85.1303 | 208.977 |  | kWh | 0.15018 | 0 | Commercial |  | Annual | [5 empty] | 15 | 0.8 |  |  |  | 1 | 0 | 50 | 0 | 0 | 0 | 0 | 0 | 0 | 0 | 0 | 0 | 2006 Qtr 1: 0; 2006 Qtr 2: 0; 2006 Qtr 3: 0; 2006 Qtr 4: 0; 2007 Qtr 1: 0; 2007 Qtr 2: 0; 2007 Qtr 3: 0; 2007 Qtr 4: 50; 2008 Qtr 1: 0; 2008 Qtr 2: 0; 2008 Qtr 3: 0; 2008 Qtr 4: 0 | 50
0 | 253039-Comm. AC 240k to 759k |  | 7 | Commercial | 01-ALC-AllCommercial-Cooling | 0 |  |  |  |  | 115.1303 | 0 | 30 | 0 | 0 | 85.1303 | 208.977 |  | kWh | 0.15018 | 0 | Commercial |  | Annual | [5 empty] | 15 | 0.8 |  |  |  | 1 | 0 | 50 | 0 | 0 | 0 | 0 | 0 | 0 | 0 | 0 | 0 | 2006 Qtr 1: 0; 2006 Qtr 2: 0; 2006 Qtr 3: 0; 2006 Qtr 4: 0; 2007 Qtr 1: 0; 2007 Qtr 2: 0; 2007 Qtr 3: 0; 2007 Qtr 4: 50; 2008 Qtr 1: 0; 2008 Qtr 2: 0; 2008 Qtr 3: 0; 2008 Qtr 4: 0 | 50
0 | 253039-Comm. AC 240k to 759k |  | 7 | Commercial | 01-ALC-AllCommercial-Cooling | 0 |  |  |  |  | 115.1303 | 0 | 30 | 0 | 0 | 85.1303 | 208.977 |  | kWh | 0.15018 | 0 | Commercial |  | Annual | [5 empty] | 15 | 0.8 |  |  |  | 1 | 0 | 40 | 0 | 0 | 0 | 0 | 0 | 0 | 0 | 0 | 0 | 2006 Qtr 1: 0; 2006 Qtr 2: 0; 2006 Qtr 3: 0; 2006 Qtr 4: 0; 2007 Qtr 1: 0; 2007 Qtr 2: 0; 2007 Qtr 3: 0; 2007 Qtr 4: 40; 2008 Qtr 1: 0; 2008 Qtr 2: 0; 2008 Qtr 3: 0; 2008 Qtr 4: 0 | 40
0 | 253039-Comm. AC 240k to 759k |  | 7 | Commercial | 01-ALC-AllCommercial-Cooling | 0 |  |  |  |  | 115.1303 | 0 | 30.5556 | 0 | 0 | 84.5747 | 208.977 |  | kWh | 0.15018 | 0 | Commercial |  | Annual | [5 empty] | 15 | 0.8 |  |  |  | 1 | 0 | 27 | 0 | 0 | 0 | 0 | 0 | 0 | 0 | 0 | 0 | 2006 Qtr 1: 0; 2006 Qtr 2: 0; 2006 Qtr 3: 0; 2006 Qtr 4: 0; 2007 Qtr 1: 0; 2007 Qtr 2: 0; 2007 Qtr 3: 0; 2007 Qtr 4: 27; 2008 Qtr 1: 0; 2008 Qtr 2: 0; 2008 Qtr 3: 0; 2008 Qtr 4: 0 | 27
0 | 253039-Comm. AC 240k to 759k |  | 7 | Commercial | 01-ALC-AllCommercial-Cooling | 0 |  |  |  |  | 115.1303 | 0 | 30 | 0 | 0 | 85.1303 | 208.977 |  | kWh | 0.15018 | 0 | Commercial |  | Annual | [5 empty] | 15 | 0.8 |  |  |  | 1 | 0 | 60 | 0 | 0 | 0 | 0 | 0 | 0 | 0 | 0 | 0 | 2006 Qtr 1: 0; 2006 Qtr 2: 0; 2006 Qtr 3: 0; 2006 Qtr 4: 0; 2007 Qtr 1: 0; 2007 Qtr 2: 0; 2007 Qtr 3: 0; 2007 Qtr 4: 60; 2008 Qtr 1: 0; 2008 Qtr 2: 0; 2008 Qtr 3: 0; 2008 Qtr 4: 0 | 60
0 | 253039-Comm. AC 240k to 759k |  | 7 | Commercial | 17-OFL-Office–Large-Cooling | 0 |  |  |  |  | 115.1303 | 0 | 30 | 0 | 0 | 85.1303 | 208.977 |  | kWh | 0.15018 | 0 | Commercial |  | Annual | [5 empty] | 15 | 0.8 |  |  |  | 1 | 0 | 40 | 0 | 0 | 0 | 0 | 0 | 0 | 0 | 0 | 0 | 2006 Qtr 1: 0; 2006 Qtr 2: 0; 2006 Qtr 3: 0; 2006 Qtr 4: 0; 2007 Qtr 1: 0; 2007 Qtr 2: 0; 2007 Qtr 3: 0; 2007 Qtr 4: 40; 2008 Qtr 1: 0; 2008 Qtr 2: 0; 2008 Qtr 3: 0; 2008 Qtr 4: 0 | 40
0 | 253039-Comm. AC 240k to 759k |  | 7 | Commercial | 17-OFL-Office–Large-Cooling | 0 |  |  |  |  | 115.1303 | 0 | 30 | 0 | 0 | 85.1303 | 208.977 |  | kWh | 0.15018 | 0 | Commercial |  | Annual | [5 empty] | 15 | 0.8 |  |  |  | 1 | 0 | 40 | 0 | 0 | 0 | 0 | 0 | 0 | 0 | 0 | 0 | 2006 Qtr 1: 0; 2006 Qtr 2: 0; 2006 Qtr 3: 0; 2006 Qtr 4: 0; 2007 Qtr 1: 0; 2007 Qtr 2: 0; 2007 Qtr 3: 0; 2007 Qtr 4: 40; 2008 Qtr 1: 0; 2008 Qtr 2: 0; 2008 Qtr 3: 0; 2008 Qtr 4: 0 | 40
0 | 253039-Comm. AC 240k to 759k |  | 7 | Commercial | 17-OFL-Office–Large-Cooling | 0 |  |  |  |  | 115.1303 | 0 | 30 | 0 | 0 | 85.1303 | 208.977 |  | kWh | 0.15018 | 0 | Commercial |  | Annual | [5 empty] | 15 | 0.8 |  |  |  | 1 | 0 | 40 | 0 | 0 | 0 | 0 | 0 | 0 | 0 | 0 | 0 | 2006 Qtr 1: 0; 2006 Qtr 2: 0; 2006 Qtr 3: 0; 2006 Qtr 4: 0; 2007 Qtr 1: 0; 2007 Qtr 2: 0; 2007 Qtr 3: 0; 2007 Qtr 4: 40; 2008 Qtr 1: 0; 2008 Qtr 2: 0; 2008 Qtr 3: 0; 2008 Qtr 4: 0 | 40
0 | 253039-Comm. AC 240k to 759k |  | 7 | Commercial | 17-OFL-Office–Large-Cooling | 0 |  |  |  |  | 115.1303 | 0 | 30 | 0 | 0 | 85.1303 | 208.977 |  | kWh | 0.15018 | 0 | Commercial |  | Annual | [5 empty] | 15 | 0.8 |  |  |  | 1 | 0 | 40 | 0 | 0 | 0 | 0 | 0 | 0 | 0 | 0 | 0 | 2006 Qtr 1: 0; 2006 Qtr 2: 0; 2006 Qtr 3: 0; 2006 Qtr 4: 0; 2007 Qtr 1: 0; 2007 Qtr 2: 0; 2007 Qtr 3: 0; 2007 Qtr 4: 40; 2008 Qtr 1: 0; 2008 Qtr 2: 0; 2008 Qtr 3: 0; 2008 Qtr 4: 0 | 40
0 | 253039-Comm. AC 240k to 759k |  | 7 | Commercial | 01-ALC-AllCommercial-Cooling | 0 |  |  |  |  | 115.1303 | 0 | 30 | 0 | 0 | 85.1303 | 208.977 |  | kWh | 0.15018 | 0 | Commercial |  | Annual | [5 empty] | 15 | 0.8 |  |  |  | 1 | 0 | 40 | 0 | 0 | 0 | 0 | 0 | 0 | 0 | 0 | 0 | 2006 Qtr 1: 0; 2006 Qtr 2: 0; 2006 Qtr 3: 0; 2006 Qtr 4: 0; 2007 Qtr 1: 0; 2007 Qtr 2: 0; 2007 Qtr 3: 0; 2007 Qtr 4: 40; 2008 Qtr 1: 0; 2008 Qtr 2: 0; 2008 Qtr 3: 0; 2008 Qtr 4: 0 | 40
0 | 253039-Comm. AC 240k to 759k |  | 7 | Commercial | 01-ALC-AllCommercial-Cooling | 0 |  |  |  |  | 115.1303 | 0 | 30 | 0 | 0 | 85.1303 | 208.977 |  | kWh | 0.15018 | 0 | Commercial |  | Annual | [5 empty] | 15 | 0.8 |  |  |  | 1 | 0 | 60 | 0 | 0 | 0 | 0 | 0 | 0 | 0 | 0 | 0 | 2006 Qtr 1: 0; 2006 Qtr 2: 0; 2006 Qtr 3: 0; 2006 Qtr 4: 0; 2007 Qtr 1: 0; 2007 Qtr 2: 0; 2007 Qtr 3: 0; 2007 Qtr 4: 60; 2008 Qtr 1: 0; 2008 Qtr 2: 0; 2008 Qtr 3: 0; 2008 Qtr 4: 0 | 60
0 | 253039-Comm. AC 240k to 759k |  | 7 | Commercial | 01-ALC-AllCommercial-Cooling | 0 |  |  |  |  | 115.1303 | 0 | 30 | 0 | 0 | 85.1303 | 208.977 |  | kWh | 0.15018 | 0 | Commercial |  | Annual | [5 empty] | 15 | 0.8 |  |  |  | 1 | 0 | 40 | 0 | 0 | 0 | 0 | 0 | 0 | 0 | 0 | 0 | 2006 Qtr 1: 0; 2006 Qtr 2: 0; 2006 Qtr 3: 0; 2006 Qtr 4: 0; 2007 Qtr 1: 0; 2007 Qtr 2: 0; 2007 Qtr 3: 0; 2007 Qtr 4: 40; 2008 Qtr 1: 0; 2008 Qtr 2: 0; 2008 Qtr 3: 0; 2008 Qtr 4: 0 | 40
0 | 253039-Comm. AC 240k to 759k |  | 7 | Commercial | 01-ALC-AllCommercial-Cooling | 0 |  |  |  |  | 115.1303 | 0 | 30 | 0 | 0 | 85.1303 | 208.977 |  | kWh | 0.15018 | 0 | Commercial |  | Annual | [5 empty] | 15 | 0.8 |  |  |  | 1 | 0 | 40 | 0 | 0 | 0 | 0 | 0 | 0 | 0 | 0 | 0 | 2006 Qtr 1: 0; 2006 Qtr 2: 0; 2006 Qtr 3: 0; 2006 Qtr 4: 0; 2007 Qtr 1: 0; 2007 Qtr 2: 0; 2007 Qtr 3: 0; 2007 Qtr 4: 40; 2008 Qtr 1: 0; 2008 Qtr 2: 0; 2008 Qtr 3: 0; 2008 Qtr 4: 0 | 40
0 | 253039-Comm. AC 240k to 759k |  | 7 | Commercial | 01-ALC-AllCommercial-Cooling | 0 |  |  |  |  | 115.1303 | 0 | 30 | 0 | 0 | 85.1303 | 208.977 |  | kWh | 0.15018 | 0 | Commercial |  | Annual | [5 empty] | 15 | 0.8 |  |  |  | 1 | 0 | 55 | 0 | 0 | 0 | 0 | 0 | 0 | 0 | 0 | 0 | 2006 Qtr 1: 0; 2006 Qtr 2: 0; 2006 Qtr 3: 0; 2006 Qtr 4: 0; 2007 Qtr 1: 0; 2007 Qtr 2: 0; 2007 Qtr 3: 0; 2007 Qtr 4: 55; 2008 Qtr 1: 0; 2008 Qtr 2: 0; 2008 Qtr 3: 0; 2008 Qtr 4: 0 | 55
0 | 253039-Comm. AC 240k to 759k |  | 7 | Commercial | 01-ALC-AllCommercial-Cooling | 0 |  |  |  |  | 115.1303 | 0 | 30 | 0 | 0 | 85.1303 | 208.977 |  | kWh | 0.15018 | 0 | Commercial |  | Annual | [5 empty] | 15 | 0.8 |  |  |  | 1 | 0 | 30 | 0 | 0 | 0 | 0 | 0 | 0 | 0 | 0 | 0 | 2006 Qtr 1: 0; 2006 Qtr 2: 0; 2006 Qtr 3: 0; 2006 Qtr 4: 0; 2007 Qtr 1: 0; 2007 Qtr 2: 0; 2007 Qtr 3: 0; 2007 Qtr 4: 30; 2008 Qtr 1: 0; 2008 Qtr 2: 0; 2008 Qtr 3: 0; 2008 Qtr 4: 0 | 30
0 | 253039-Comm. AC 240k to 759k |  | 7 | Commercial | 17-OFL-Office–Large-Cooling | 0 |  |  |  |  | 115.1303 | 0 | 30 | 0 | 0 | 85.1303 | 208.977 |  | kWh | 0.15018 | 0 | Commercial |  | Annual | [5 empty] | 15 | 0.8 |  |  |  | 1 | 0 | 40 | 0 | 0 | 0 | 0 | 0 | 0 | 0 | 0 | 0 | 2006 Qtr 1: 0; 2006 Qtr 2: 0; 2006 Qtr 3: 0; 2006 Qtr 4: 0; 2007 Qtr 1: 0; 2007 Qtr 2: 0; 2007 Qtr 3: 0; 2007 Qtr 4: 40; 2008 Qtr 1: 0; 2008 Qtr 2: 0; 2008 Qtr 3: 0; 2008 Qtr 4: 0 | 40
0 | 253039-Comm. AC 240k to 759k |  | 7 | Commercial | 01-ALC-AllCommercial-Cooling | 0 |  |  |  |  | 115.1303 | 0 | 30 | 0 | 0 | 85.1303 | 208.977 |  | kWh | 0.15018 | 0 | Commercial |  | Annual | [5 empty] | 15 | 0.8 |  |  |  | 1 | 0 | 60 | 0 | 0 | 0 | 0 | 0 | 0 | 0 | 0 | 0 | 2006 Qtr 1: 0; 2006 Qtr 2: 0; 2006 Qtr 3: 0; 2006 Qtr 4: 0; 2007 Qtr 1: 0; 2007 Qtr 2: 0; 2007 Qtr 3: 0; 2007 Qtr 4: 60; 2008 Qtr 1: 0; 2008 Qtr 2: 0; 2008 Qtr 3: 0; 2008 Qtr 4: 0 | 60
0 | 253040-Comm. AC 240k to 759k |  | 10 | Commercial | 01-ALC-AllCommercial-Cooling | 0 |  |  |  |  | 649.6286 | 0 | 30 | 0 | 0 | 619.6286 | 270.289 |  | kWh | 0.21518 | 0 | Commercial |  | Annual | [5 empty] | 15 | 0.8 |  |  |  | 1 | 0 | 20 | 0 | 0 | 0 | 0 | 0 | 0 | 0 | 0 | 0 | 2006 Qtr 1: 0; 2006 Qtr 2: 0; 2006 Qtr 3: 0; 2006 Qtr 4: 0; 2007 Qtr 1: 0; 2007 Qtr 2: 0; 2007 Qtr 3: 20; 2007 Qtr 4: 0; 2008 Qtr 1: 0; 2008 Qtr 2: 0; 2008 Qtr 3: 0; 2008 Qtr 4: 0 | 20
0 | 253040-Comm. AC 240k to 759k |  | 7 | Commercial | 01-ALC-AllCommercial-Cooling | 0 |  |  |  |  | 649.6286 | 0 | 30 | 0 | 0 | 619.6286 | 270.289 |  | kWh | 0.21518 | 0 | Commercial |  | Annual | [5 empty] | 15 | 0.8 |  |  |  | 1 | 0 | 20 | 0 | 0 | 0 | 0 | 0 | 0 | 0 | 0 | 0 | 2006 Qtr 1: 0; 2006 Qtr 2: 0; 2006 Qtr 3: 0; 2006 Qtr 4: 0; 2007 Qtr 1: 0; 2007 Qtr 2: 0; 2007 Qtr 3: 0; 2007 Qtr 4: 20; 2008 Qtr 1: 0; 2008 Qtr 2: 0; 2008 Qtr 3: 0; 2008 Qtr 4: 0 | 20
0 | 253040-Comm. AC 240k to 759k |  | 10 | Commercial | 01-ALC-AllCommercial-Cooling | 0 |  |  |  |  | 649.6286 | 0 | 30 | 0 | 0 | 619.6286 | 270.289 |  | kWh | 0.21518 | 0 | Commercial |  | Annual | [5 empty] | 15 | 0.8 |  |  |  | 1 | 0 | 30 | 0 | 0 | 0 | 0 | 0 | 0 | 0 | 0 | 0 | 2006 Qtr 1: 0; 2006 Qtr 2: 0; 2006 Qtr 3: 0; 2006 Qtr 4: 0; 2007 Qtr 1: 0; 2007 Qtr 2: 0; 2007 Qtr 3: 0; 2007 Qtr 4: 30; 2008 Qtr 1: 0; 2008 Qtr 2: 0; 2008 Qtr 3: 0; 2008 Qtr 4: 0 | 30
0 | 253040-Comm. AC 240k to 759k |  | 10 | Commercial | 01-ALC-AllCommercial-Cooling | 0 |  |  |  |  | 649.6286 | 0 | 30 | 0 | 0 | 619.6286 | 270.289 |  | kWh | 0.21518 | 0 | Commercial |  | Annual | [5 empty] | 15 | 0.8 |  |  |  | 1 | 0 | 20 | 0 | 0 | 0 | 0 | 0 | 0 | 0 | 0 | 0 | 2006 Qtr 1: 0; 2006 Qtr 2: 0; 2006 Qtr 3: 0; 2006 Qtr 4: 0; 2007 Qtr 1: 0; 2007 Qtr 2: 0; 2007 Qtr 3: 0; 2007 Qtr 4: 20; 2008 Qtr 1: 0; 2008 Qtr 2: 0; 2008 Qtr 3: 0; 2008 Qtr 4: 0 | 20
0 | 253040-Comm. AC 240k to 759k |  | 10 | Commercial | 01-ALC-AllCommercial-Cooling | 0 |  |  |  |  | 649.6286 | 0 | 30 | 0 | 0 | 619.6286 | 270.289 |  | kWh | 0.21518 | 0 | Commercial |  | Annual | [5 empty] | 15 | 0.8 |  |  |  | 1 | 0 | 30 | 0 | 0 | 0 | 0 | 0 | 0 | 0 | 0 | 0 | 2006 Qtr 1: 0; 2006 Qtr 2: 0; 2006 Qtr 3: 0; 2006 Qtr 4: 0; 2007 Qtr 1: 0; 2007 Qtr 2: 0; 2007 Qtr 3: 0; 2007 Qtr 4: 30; 2008 Qtr 1: 0; 2008 Qtr 2: 0; 2008 Qtr 3: 0; 2008 Qtr 4: 0 | 30
0 | 253040-Comm. AC 240k to 759k |  | 10 | Commercial | 01-ALC-AllCommercial-Cooling | 0 |  |  |  |  | 649.6286 | 0 | 30 | 0 | 0 | 619.6286 | 270.289 |  | kWh | 0.21518 | 0 | Commercial |  | Annual | [5 empty] | 15 | 0.8 |  |  |  | 1 | 0 | 50 | 0 | 0 | 0 | 0 | 0 | 0 | 0 | 0 | 0 | 2006 Qtr 1: 0; 2006 Qtr 2: 0; 2006 Qtr 3: 0; 2006 Qtr 4: 0; 2007 Qtr 1: 0; 2007 Qtr 2: 0; 2007 Qtr 3: 0; 2007 Qtr 4: 50; 2008 Qtr 1: 0; 2008 Qtr 2: 0; 2008 Qtr 3: 0; 2008 Qtr 4: 0 | 50
0 | 253040-Comm. AC 240k to 759k |  | 10 | Commercial | 01-ALC-AllCommercial-Cooling | 0 |  |  |  |  | 649.6286 | 0 | 30 | 0 | 0 | 619.6286 | 270.289 |  | kWh | 0.21518 | 0 | Commercial |  | Annual | [5 empty] | 15 | 0.8 |  |  |  | 1 | 0 | 25 | 0 | 0 | 0 | 0 | 0 | 0 | 0 | 0 | 0 | 2006 Qtr 1: 0; 2006 Qtr 2: 0; 2006 Qtr 3: 0; 2006 Qtr 4: 0; 2007 Qtr 1: 0; 2007 Qtr 2: 0; 2007 Qtr 3: 0; 2007 Qtr 4: 25; 2008 Qtr 1: 0; 2008 Qtr 2: 0; 2008 Qtr 3: 0; 2008 Qtr 4: 0 | 25
0 | 253040-Comm. AC 240k to 759k |  | 10 | Commercial | 01-ALC-AllCommercial-Cooling | 0 |  |  |  |  | 649.6286 | 0 | 30 | 0 | 0 | 619.6286 | 270.289 |  | kWh | 0.21518 | 0 | Commercial |  | Annual | [5 empty] | 15 | 0.8 |  |  |  | 1 | 0 | 30 | 0 | 0 | 0 | 0 | 0 | 0 | 0 | 0 | 0 | 2006 Qtr 1: 0; 2006 Qtr 2: 0; 2006 Qtr 3: 0; 2006 Qtr 4: 0; 2007 Qtr 1: 0; 2007 Qtr 2: 0; 2007 Qtr 3: 0; 2007 Qtr 4: 30; 2008 Qtr 1: 0; 2008 Qtr 2: 0; 2008 Qtr 3: 0; 2008 Qtr 4: 0 | 30
0 | 253040-Comm. AC 240k to 759k |  | 7 | Commercial | 01-ALC-AllCommercial-Cooling | 0 |  |  |  |  | 649.6286 | 0 | 30 | 0 | 0 | 619.6286 | 270.289 |  | kWh | 0.21518 | 0 | Commercial |  | Annual | [5 empty] | 15 | 0.8 |  |  |  | 1 | 0 | 25 | 0 | 0 | 0 | 0 | 0 | 0 | 0 | 0 | 0 | 2006 Qtr 1: 0; 2006 Qtr 2: 0; 2006 Qtr 3: 0; 2006 Qtr 4: 0; 2007 Qtr 1: 0; 2007 Qtr 2: 0; 2007 Qtr 3: 0; 2007 Qtr 4: 25; 2008 Qtr 1: 0; 2008 Qtr 2: 0; 2008 Qtr 3: 0; 2008 Qtr 4: 0 | 25
0 | 253040-Comm. AC 240k to 759k |  | 10 | Commercial | 01-ALC-AllCommercial-Cooling | 0 |  |  |  |  | 649.6286 | 0 | 30 | 0 | 0 | 619.6286 | 270.289 |  | kWh | 0.21518 | 0 | Commercial |  | Annual | [5 empty] | 15 | 0.8 |  |  |  | 1 | 0 | 30 | 0 | 0 | 0 | 0 | 0 | 0 | 0 | 0 | 0 | 2006 Qtr 1: 0; 2006 Qtr 2: 0; 2006 Qtr 3: 0; 2006 Qtr 4: 0; 2007 Qtr 1: 0; 2007 Qtr 2: 0; 2007 Qtr 3: 0; 2007 Qtr 4: 30; 2008 Qtr 1: 0; 2008 Qtr 2: 0; 2008 Qtr 3: 0; 2008 Qtr 4: 0 | 30
0 | 253040-Comm. AC 240k to 759k |  | 10 | Commercial | 01-ALC-AllCommercial-Cooling | 0 |  |  |  |  | 649.6286 | 0 | 30 | 0 | 0 | 619.6286 | 270.289 |  | kWh | 0.21518 | 0 | Commercial |  | Annual | [5 empty] | 15 | 0.8 |  |  |  | 1 | 0 | 50 | 0 | 0 | 0 | 0 | 0 | 0 | 0 | 0 | 0 | 2006 Qtr 1: 0; 2006 Qtr 2: 0; 2006 Qtr 3: 0; 2006 Qtr 4: 0; 2007 Qtr 1: 0; 2007 Qtr 2: 0; 2007 Qtr 3: 0; 2007 Qtr 4: 50; 2008 Qtr 1: 0; 2008 Qtr 2: 0; 2008 Qtr 3: 0; 2008 Qtr 4: 0 | 50
0 | 253041-Comm. HP <65k single phase split |  | 7 | Commercial | 02-ASM-Assembly-Cooling | 0 |  |  |  |  | 97.9361 | 0 | 30 | 0 | 0 | 67.9361 | 433.758 |  | kWh | 0.20195 | 0 | Commercial |  | Annual | [5 empty] | 15 | 0.8 |  |  |  | 1 | 0 | 2 | 0 | 0 | 0 | 0 | 0 | 0 | 0 | 0 | 0 | 2006 Qtr 1: 0; 2006 Qtr 2: 0; 2006 Qtr 3: 0; 2006 Qtr 4: 0; 2007 Qtr 1: 0; 2007 Qtr 2: 0; 2007 Qtr 3: 0; 2007 Qtr 4: 2; 2008 Qtr 1: 0; 2008 Qtr 2: 0; 2008 Qtr 3: 0; 2008 Qtr 4: 0 | 2
0 | 253041-Comm. HP <65k single phase split |  | 7 | Commercial | 01-ALC-AllCommercial-Cooling | 0 |  |  |  |  | 97.9361 | 0 | 37.5 | 0 | 0 | 60.4361 | 433.758 |  | kWh | 0.20195 | 0 | Commercial |  | Annual | [5 empty] | 15 | 0.8 |  |  |  | 1 | 0 | 2 | 0 | 0 | 0 | 0 | 0 | 0 | 0 | 0 | 0 | 2006 Qtr 1: 0; 2006 Qtr 2: 0; 2006 Qtr 3: 0; 2006 Qtr 4: 0; 2007 Qtr 1: 0; 2007 Qtr 2: 0; 2007 Qtr 3: 0; 2007 Qtr 4: 2; 2008 Qtr 1: 0; 2008 Qtr 2: 0; 2008 Qtr 3: 0; 2008 Qtr 4: 0 | 2
0 | 253041-Comm. HP <65k single phase split |  | 7 | Commercial | 15-MTL-Lodging–Motel-COOL | 0 |  |  |  |  | 97.9361 | 0 | 30 | 0 | 0 | 67.9361 | 433.758 |  | kWh | 0.20195 | 0 | Commercial |  | Annual | [5 empty] | 15 | 0.8 |  |  |  | 1 | 0 | 2 | 0 | 0 | 0 | 0 | 0 | 0 | 0 | 0 | 0 | 2006 Qtr 1: 0; 2006 Qtr 2: 0; 2006 Qtr 3: 0; 2006 Qtr 4: 0; 2007 Qtr 1: 0; 2007 Qtr 2: 0; 2007 Qtr 3: 0; 2007 Qtr 4: 2; 2008 Qtr 1: 0; 2008 Qtr 2: 0; 2008 Qtr 3: 0; 2008 Qtr 4: 0 | 2
0 | 253041-Comm. HP <65k single phase split |  | 7 | Commercial | 02-ASM-Assembly-Cooling | 0 |  |  |  |  | 97.9361 | 0 | 30 | 0 | 0 | 67.9361 | 433.758 |  | kWh | 0.20195 | 0 | Commercial |  | Annual | [5 empty] | 15 | 0.8 |  |  |  | 1 | 0 | 2 | 0 | 0 | 0 | 0 | 0 | 0 | 0 | 0 | 0 | 2006 Qtr 1: 0; 2006 Qtr 2: 0; 2006 Qtr 3: 0; 2006 Qtr 4: 0; 2007 Qtr 1: 0; 2007 Qtr 2: 0; 2007 Qtr 3: 0; 2007 Qtr 4: 2; 2008 Qtr 1: 0; 2008 Qtr 2: 0; 2008 Qtr 3: 0; 2008 Qtr 4: 0 | 2
0 | 253041-Comm. HP <65k single phase split |  | 10 | Commercial | 14-MLI-Manufacturing–LightIndustry-COOL | 0 |  |  |  |  | 97.9361 | 0 | 30 | 0 | 0 | 67.9361 | 433.758 |  | kWh | 0.20195 | 0 | Commercial |  | Annual | [5 empty] | 15 | 0.8 |  |  |  | 1 | 0 | 2 | 0 | 0 | 0 | 0 | 0 | 0 | 0 | 0 | 0 | 2006 Qtr 1: 0; 2006 Qtr 2: 0; 2006 Qtr 3: 0; 2006 Qtr 4: 0; 2007 Qtr 1: 0; 2007 Qtr 2: 0; 2007 Qtr 3: 0; 2007 Qtr 4: 2; 2008 Qtr 1: 0; 2008 Qtr 2: 0; 2008 Qtr 3: 0; 2008 Qtr 4: 0 | 2
0 | 253041-Comm. HP <65k single phase split |  | 7 | Commercial | 01-ALC-AllCommercial-Cooling | 0 |  |  |  |  | 97.9361 | 0 | 30 | 0 | 0 | 67.9361 | 433.758 |  | kWh | 0.20195 | 0 | Commercial |  | Annual | [5 empty] | 15 | 0.8 |  |  |  | 1 | 0 | 4 | 0 | 0 | 0 | 0 | 0 | 0 | 0 | 0 | 0 | 2006 Qtr 1: 0; 2006 Qtr 2: 0; 2006 Qtr 3: 0; 2006 Qtr 4: 0; 2007 Qtr 1: 0; 2007 Qtr 2: 0; 2007 Qtr 3: 0; 2007 Qtr 4: 4; 2008 Qtr 1: 0; 2008 Qtr 2: 0; 2008 Qtr 3: 0; 2008 Qtr 4: 0 | 4
0 | 253041-Comm. HP <65k single phase split |  | 7 | Commercial | 02-ASM-Assembly-Cooling | 0 |  |  |  |  | 97.9361 | 0 | 30 | 0 | 0 | 67.9361 | 433.758 |  | kWh | 0.20195 | 0 | Commercial |  | Annual | [5 empty] | 15 | 0.8 |  |  |  | 1 | 0 | 2 | 0 | 0 | 0 | 0 | 0 | 0 | 0 | 0 | 0 | 2006 Qtr 1: 0; 2006 Qtr 2: 0; 2006 Qtr 3: 0; 2006 Qtr 4: 0; 2007 Qtr 1: 0; 2007 Qtr 2: 0; 2007 Qtr 3: 0; 2007 Qtr 4: 2; 2008 Qtr 1: 0; 2008 Qtr 2: 0; 2008 Qtr 3: 0; 2008 Qtr 4: 0 | 2
0 | 253041-Comm. HP <65k single phase split |  | 7 | Commercial | 01-ALC-AllCommercial-Cooling | 0 |  |  |  |  | 97.9361 | 0 | 30 | 0 | 0 | 67.9361 | 433.758 |  | kWh | 0.20195 | 0 | Commercial |  | Annual | [5 empty] | 15 | 0.8 |  |  |  | 1 | 0 | 1 | 0 | 0 | 0 | 0 | 0 | 0 | 0 | 0 | 0 | 2006 Qtr 1: 0; 2006 Qtr 2: 0; 2006 Qtr 3: 0; 2006 Qtr 4: 0; 2007 Qtr 1: 0; 2007 Qtr 2: 0; 2007 Qtr 3: 0; 2007 Qtr 4: 1; 2008 Qtr 1: 0; 2008 Qtr 2: 0; 2008 Qtr 3: 0; 2008 Qtr 4: 0 | 1
0 | 253041-Comm. HP <65k single phase split |  | 7 | Commercial | 01-ALC-AllCommercial-Cooling | 0 |  |  |  |  | 97.9361 | 0 | 30 | 0 | 0 | 67.9361 | 433.758 |  | kWh | 0.20195 | 0 | Commercial |  | Annual | [5 empty] | 15 | 0.8 |  |  |  | 1 | 0 | 4 | 0 | 0 | 0 | 0 | 0 | 0 | 0 | 0 | 0 | 2006 Qtr 1: 0; 2006 Qtr 2: 0; 2006 Qtr 3: 0; 2006 Qtr 4: 0; 2007 Qtr 1: 0; 2007 Qtr 2: 0; 2007 Qtr 3: 0; 2007 Qtr 4: 4; 2008 Qtr 1: 0; 2008 Qtr 2: 0; 2008 Qtr 3: 0; 2008 Qtr 4: 0 | 4
0 | 253042-Comm. HP <65k single phase split |  | 10 | Commercial | 14-MLI-Manufacturing–LightIndustry-COOL | 0 |  |  |  |  | 97.9361 | 0 | 30 | 0 | 0 | 67.9361 | 529.996 |  | kWh | 0.28895 | 0 | Commercial |  | Annual | [5 empty] | 15 | 0.8 |  |  |  | 1 | 0 | 3 | 0 | 0 | 0 | 0 | 0 | 0 | 0 | 0 | 0 | 2006 Qtr 1: 0; 2006 Qtr 2: 0; 2006 Qtr 3: 0; 2006 Qtr 4: 0; 2007 Qtr 1: 0; 2007 Qtr 2: 0; 2007 Qtr 3: 0; 2007 Qtr 4: 3; 2008 Qtr 1: 0; 2008 Qtr 2: 0; 2008 Qtr 3: 0; 2008 Qtr 4: 0 | 3
0 | 253047-Comm. HP <65k three phase split w/o QI |  | 7 | Commercial | 01-ALC-AllCommercial-Cooling | 0 |  |  |  |  | 549.6826 | 0 | 30 | 0 | 0 | 519.6826 | 249.733 |  | kWh | 0.098359 | 0 | Commercial |  | Annual | [5 empty] | 15 | 0.8 |  |  |  | 1 | 0 | 3 | 0 | 0 | 0 | 0 | 0 | 0 | 0 | 0 | 0 | 2006 Qtr 1: 0; 2006 Qtr 2: 0; 2006 Qtr 3: 0; 2006 Qtr 4: 0; 2007 Qtr 1: 0; 2007 Qtr 2: 0; 2007 Qtr 3: 0; 2007 Qtr 4: 3; 2008 Qtr 1: 0; 2008 Qtr 2: 0; 2008 Qtr 3: 0; 2008 Qtr 4: 0 | 3
0 | 253047-Comm. HP <65k three phase split w/o QI |  | 7 | Commercial | 01-ALC-AllCommercial-Cooling | 0 |  |  |  |  | 549.6826 | 0 | 30 | 0 | 0 | 519.6826 | 249.733 |  | kWh | 0.098359 | 0 | Commercial |  | Annual | [5 empty] | 15 | 0.8 |  |  |  | 1 | 0 | 3 | 0 | 0 | 0 | 0 | 0 | 0 | 0 | 0 | 0 | 2006 Qtr 1: 0; 2006 Qtr 2: 0; 2006 Qtr 3: 0; 2006 Qtr 4: 0; 2007 Qtr 1: 0; 2007 Qtr 2: 0; 2007 Qtr 3: 0; 2007 Qtr 4: 3; 2008 Qtr 1: 0; 2008 Qtr 2: 0; 2008 Qtr 3: 0; 2008 Qtr 4: 0 | 3
0 | 253047-Comm. HP <65k three phase split w/o QI |  | 7 | Commercial | 01-ALC-AllCommercial-Cooling | 0 |  |  |  |  | 549.6826 | 0 | 40 | 0 | 0 | 509.6826 | 249.733 |  | kWh | 0.098359 | 0 | Commercial |  | Annual | [5 empty] | 15 | 0.8 |  |  |  | 1 | 0 | 4 | 0 | 0 | 0 | 0 | 0 | 0 | 0 | 0 | 0 | 2006 Qtr 1: 0; 2006 Qtr 2: 0; 2006 Qtr 3: 0; 2006 Qtr 4: 0; 2007 Qtr 1: 0; 2007 Qtr 2: 0; 2007 Qtr 3: 4; 2007 Qtr 4: 0; 2008 Qtr 1: 0; 2008 Qtr 2: 0; 2008 Qtr 3: 0; 2008 Qtr 4: 0 | 4
0 | 253047-Comm. HP <65k three phase split w/o QI |  | 7 | Commercial | 01-ALC-AllCommercial-Cooling | 0 |  |  |  |  | 549.6826 | 0 | 30 | 0 | 0 | 519.6826 | 249.733 |  | kWh | 0.098359 | 0 | Commercial |  | Annual | [5 empty] | 15 | 0.8 |  |  |  | 1 | 0 | 3 | 0 | 0 | 0 | 0 | 0 | 0 | 0 | 0 | 0 | 2006 Qtr 1: 0; 2006 Qtr 2: 0; 2006 Qtr 3: 0; 2006 Qtr 4: 0; 2007 Qtr 1: 0; 2007 Qtr 2: 0; 2007 Qtr 3: 0; 2007 Qtr 4: 3; 2008 Qtr 1: 0; 2008 Qtr 2: 0; 2008 Qtr 3: 0; 2008 Qtr 4: 0 | 3
0 | 253047-Comm. HP <65k three phase split w/o QI |  | 7 | Commercial | 01-ALC-AllCommercial-Cooling | 0 |  |  |  |  | 549.6826 | 0 | 30 | 0 | 0 | 519.6826 | 249.733 |  | kWh | 0.098359 | 0 | Commercial |  | Annual | [5 empty] | 15 | 0.8 |  |  |  | 1 | 0 | 3 | 0 | 0 | 0 | 0 | 0 | 0 | 0 | 0 | 0 | 2006 Qtr 1: 0; 2006 Qtr 2: 0; 2006 Qtr 3: 0; 2006 Qtr 4: 0; 2007 Qtr 1: 0; 2007 Qtr 2: 0; 2007 Qtr 3: 0; 2007 Qtr 4: 3; 2008 Qtr 1: 0; 2008 Qtr 2: 0; 2008 Qtr 3: 0; 2008 Qtr 4: 0 | 3
0 | 253047-Comm. HP <65k three phase split w/o QI |  | 7 | Commercial | 01-ALC-AllCommercial-Cooling | 0 |  |  |  |  | 549.6826 | 0 | 30 | 0 | 0 | 519.6826 | 249.733 |  | kWh | 0.098359 | 0 | Commercial |  | Annual | [5 empty] | 15 | 0.8 |  |  |  | 1 | 0 | 3 | 0 | 0 | 0 | 0 | 0 | 0 | 0 | 0 | 0 | 2006 Qtr 1: 0; 2006 Qtr 2: 0; 2006 Qtr 3: 0; 2006 Qtr 4: 0; 2007 Qtr 1: 0; 2007 Qtr 2: 0; 2007 Qtr 3: 0; 2007 Qtr 4: 3; 2008 Qtr 1: 0; 2008 Qtr 2: 0; 2008 Qtr 3: 0; 2008 Qtr 4: 0 | 3
0 | 253047-Comm. HP <65k three phase split w/o QI |  | 7 | Commercial | 01-ALC-AllCommercial-Cooling | 0 |  |  |  |  | 549.6826 | 0 | 40 | 0 | 0 | 509.6826 | 249.733 |  | kWh | 0.098359 | 0 | Commercial |  | Annual | [5 empty] | 15 | 0.8 |  |  |  | 1 | 0 | 4 | 0 | 0 | 0 | 0 | 0 | 0 | 0 | 0 | 0 | 2006 Qtr 1: 0; 2006 Qtr 2: 0; 2006 Qtr 3: 0; 2006 Qtr 4: 0; 2007 Qtr 1: 0; 2007 Qtr 2: 0; 2007 Qtr 3: 4; 2007 Qtr 4: 0; 2008 Qtr 1: 0; 2008 Qtr 2: 0; 2008 Qtr 3: 0; 2008 Qtr 4: 0 | 4
0 | 253047-Comm. HP <65k three phase split w/o QI |  | 7 | Commercial | 01-ALC-AllCommercial-Cooling | 0 |  |  |  |  | 549.6826 | 0 | 40 | 0 | 0 | 509.6826 | 249.733 |  | kWh | 0.098359 | 0 | Commercial |  | Annual | [5 empty] | 15 | 0.8 |  |  |  | 1 | 0 | 4 | 0 | 0 | 0 | 0 | 0 | 0 | 0 | 0 | 0 | 2006 Qtr 1: 0; 2006 Qtr 2: 0; 2006 Qtr 3: 0; 2006 Qtr 4: 0; 2007 Qtr 1: 0; 2007 Qtr 2: 0; 2007 Qtr 3: 4; 2007 Qtr 4: 0; 2008 Qtr 1: 0; 2008 Qtr 2: 0; 2008 Qtr 3: 0; 2008 Qtr 4: 0 | 4
0 | 253047-Comm. HP <65k three phase split w/o QI |  | 7 | Commercial | 01-ALC-AllCommercial-Cooling | 0 |  |  |  |  | 549.6826 | 0 | 40 | 0 | 0 | 509.6826 | 249.733 |  | kWh | 0.098359 | 0 | Commercial |  | Annual | [5 empty] | 15 | 0.8 |  |  |  | 1 | 0 | 4 | 0 | 0 | 0 | 0 | 0 | 0 | 0 | 0 | 0 | 2006 Qtr 1: 0; 2006 Qtr 2: 0; 2006 Qtr 3: 0; 2006 Qtr 4: 0; 2007 Qtr 1: 0; 2007 Qtr 2: 0; 2007 Qtr 3: 4; 2007 Qtr 4: 0; 2008 Qtr 1: 0; 2008 Qtr 2: 0; 2008 Qtr 3: 0; 2008 Qtr 4: 0 | 4
0 | 253047-Comm. HP <65k three phase split w/o QI |  | 7 | Commercial | 01-ALC-AllCommercial-Cooling | 0 |  |  |  |  | 549.6826 | 0 | 30 | 0 | 0 | 519.6826 | 249.733 |  | kWh | 0.098359 | 0 | Commercial |  | Annual | [5 empty] | 15 | 0.8 |  |  |  | 1 | 0 | 3 | 0 | 0 | 0 | 0 | 0 | 0 | 0 | 0 | 0 | 2006 Qtr 1: 0; 2006 Qtr 2: 0; 2006 Qtr 3: 0; 2006 Qtr 4: 0; 2007 Qtr 1: 0; 2007 Qtr 2: 0; 2007 Qtr 3: 0; 2007 Qtr 4: 3; 2008 Qtr 1: 0; 2008 Qtr 2: 0; 2008 Qtr 3: 0; 2008 Qtr 4: 0 | 3
0 | 253047-Comm. HP <65k three phase split w/o QI |  | 7 | Commercial | 01-ALC-AllCommercial-Cooling | 0 |  |  |  |  | 549.6826 | 0 | 30 | 0 | 0 | 519.6826 | 249.733 |  | kWh | 0.098359 | 0 | Commercial |  | Annual | [5 empty] | 15 | 0.8 |  |  |  | 1 | 0 | 3 | 0 | 0 | 0 | 0 | 0 | 0 | 0 | 0 | 0 | 2006 Qtr 1: 0; 2006 Qtr 2: 0; 2006 Qtr 3: 0; 2006 Qtr 4: 0; 2007 Qtr 1: 0; 2007 Qtr 2: 0; 2007 Qtr 3: 0; 2007 Qtr 4: 3; 2008 Qtr 1: 0; 2008 Qtr 2: 0; 2008 Qtr 3: 0; 2008 Qtr 4: 0 | 3
0 | 253047-Comm. HP <65k three phase split w/o QI |  | 7 | Commercial | 01-ALC-AllCommercial-Cooling | 0 |  |  |  |  | 549.6826 | 0 | 30 | 0 | 0 | 519.6826 | 249.733 |  | kWh | 0.098359 | 0 | Commercial |  | Annual | [5 empty] | 15 | 0.8 |  |  |  | 1 | 0 | 3 | 0 | 0 | 0 | 0 | 0 | 0 | 0 | 0 | 0 | 2006 Qtr 1: 0; 2006 Qtr 2: 0; 2006 Qtr 3: 0; 2006 Qtr 4: 0; 2007 Qtr 1: 0; 2007 Qtr 2: 0; 2007 Qtr 3: 0; 2007 Qtr 4: 3; 2008 Qtr 1: 0; 2008 Qtr 2: 0; 2008 Qtr 3: 0; 2008 Qtr 4: 0 | 3
0 | 253047-Comm. HP <65k three phase split w/o QI |  | 7 | Commercial | 01-ALC-AllCommercial-Cooling | 0 |  |  |  |  | 549.6826 | 0 | 30 | 0 | 0 | 519.6826 | 249.733 |  | kWh | 0.098359 | 0 | Commercial |  | Annual | [5 empty] | 15 | 0.8 |  |  |  | 1 | 0 | 3 | 0 | 0 | 0 | 0 | 0 | 0 | 0 | 0 | 0 | 2006 Qtr 1: 0; 2006 Qtr 2: 0; 2006 Qtr 3: 0; 2006 Qtr 4: 0; 2007 Qtr 1: 0; 2007 Qtr 2: 0; 2007 Qtr 3: 0; 2007 Qtr 4: 3; 2008 Qtr 1: 0; 2008 Qtr 2: 0; 2008 Qtr 3: 0; 2008 Qtr 4: 0 | 3
0 | 253047-Comm. HP <65k three phase split w/o QI |  | 7 | Commercial | 01-ALC-AllCommercial-Cooling | 0 |  |  |  |  | 549.6826 | 0 | 30 | 0 | 0 | 519.6826 | 249.733 |  | kWh | 0.098359 | 0 | Commercial |  | Annual | [5 empty] | 15 | 0.8 |  |  |  | 1 | 0 | 3 | 0 | 0 | 0 | 0 | 0 | 0 | 0 | 0 | 0 | 2006 Qtr 1: 0; 2006 Qtr 2: 0; 2006 Qtr 3: 0; 2006 Qtr 4: 0; 2007 Qtr 1: 0; 2007 Qtr 2: 0; 2007 Qtr 3: 0; 2007 Qtr 4: 3; 2008 Qtr 1: 0; 2008 Qtr 2: 0; 2008 Qtr 3: 0; 2008 Qtr 4: 0 | 3
0 | 253047-Comm. HP <65k three phase split w/o QI |  | 7 | Commercial | 01-ALC-AllCommercial-Cooling | 0 |  |  |  |  | 549.6826 | 0 | 40 | 0 | 0 | 509.6826 | 249.733 |  | kWh | 0.098359 | 0 | Commercial |  | Annual | [5 empty] | 15 | 0.8 |  |  |  | 1 | 0 | 5 | 0 | 0 | 0 | 0 | 0 | 0 | 0 | 0 | 0 | 2006 Qtr 1: 0; 2006 Qtr 2: 0; 2006 Qtr 3: 0; 2006 Qtr 4: 0; 2007 Qtr 1: 0; 2007 Qtr 2: 0; 2007 Qtr 3: 5; 2007 Qtr 4: 0; 2008 Qtr 1: 0; 2008 Qtr 2: 0; 2008 Qtr 3: 0; 2008 Qtr 4: 0 | 5
0 | 253047-Comm. HP <65k three phase split w/o QI |  | 7 | Commercial | 01-ALC-AllCommercial-Cooling | 0 |  |  |  |  | 549.6826 | 0 | 40 | 0 | 0 | 509.6826 | 249.733 |  | kWh | 0.098359 | 0 | Commercial |  | Annual | [5 empty] | 15 | 0.8 |  |  |  | 1 | 0 | 4 | 0 | 0 | 0 | 0 | 0 | 0 | 0 | 0 | 0 | 2006 Qtr 1: 0; 2006 Qtr 2: 0; 2006 Qtr 3: 0; 2006 Qtr 4: 0; 2007 Qtr 1: 0; 2007 Qtr 2: 0; 2007 Qtr 3: 4; 2007 Qtr 4: 0; 2008 Qtr 1: 0; 2008 Qtr 2: 0; 2008 Qtr 3: 0; 2008 Qtr 4: 0 | 4
0 | 253047-Comm. HP <65k three phase split w/o QI |  | 7 | Commercial | 01-ALC-AllCommercial-Cooling | 0 |  |  |  |  | 549.6826 | 0 | 40 | 0 | 0 | 509.6826 | 249.733 |  | kWh | 0.098359 | 0 | Commercial |  | Annual | [5 empty] | 15 | 0.8 |  |  |  | 1 | 0 | 5 | 0 | 0 | 0 | 0 | 0 | 0 | 0 | 0 | 0 | 2006 Qtr 1: 0; 2006 Qtr 2: 0; 2006 Qtr 3: 0; 2006 Qtr 4: 0; 2007 Qtr 1: 0; 2007 Qtr 2: 0; 2007 Qtr 3: 5; 2007 Qtr 4: 0; 2008 Qtr 1: 0; 2008 Qtr 2: 0; 2008 Qtr 3: 0; 2008 Qtr 4: 0 | 5
0 | 253047-Comm. HP <65k three phase split w/o QI |  | 7 | Commercial | 01-ALC-AllCommercial-Cooling | 0 |  |  |  |  | 549.6826 | 0 | 40 | 0 | 0 | 509.6826 | 249.733 |  | kWh | 0.098359 | 0 | Commercial |  | Annual | [5 empty] | 15 | 0.8 |  |  |  | 1 | 0 | 5 | 0 | 0 | 0 | 0 | 0 | 0 | 0 | 0 | 0 | 2006 Qtr 1: 0; 2006 Qtr 2: 0; 2006 Qtr 3: 0; 2006 Qtr 4: 0; 2007 Qtr 1: 0; 2007 Qtr 2: 0; 2007 Qtr 3: 5; 2007 Qtr 4: 0; 2008 Qtr 1: 0; 2008 Qtr 2: 0; 2008 Qtr 3: 0; 2008 Qtr 4: 0 | 5
0 | 253047-Comm. HP <65k three phase split w/o QI |  | 7 | Commercial | 01-ALC-AllCommercial-Cooling | 0 |  |  |  |  | 549.6826 | 0 | 30 | 0 | 0 | 519.6826 | 249.733 |  | kWh | 0.098359 | 0 | Commercial |  | Annual | [5 empty] | 15 | 0.8 |  |  |  | 1 | 0 | 3 | 0 | 0 | 0 | 0 | 0 | 0 | 0 | 0 | 0 | 2006 Qtr 1: 0; 2006 Qtr 2: 0; 2006 Qtr 3: 0; 2006 Qtr 4: 0; 2007 Qtr 1: 0; 2007 Qtr 2: 0; 2007 Qtr 3: 0; 2007 Qtr 4: 3; 2008 Qtr 1: 0; 2008 Qtr 2: 0; 2008 Qtr 3: 0; 2008 Qtr 4: 0 | 3
0 | 253047-Comm. HP <65k three phase split w/o QI |  | 7 | Commercial | 01-ALC-AllCommercial-Cooling | 0 |  |  |  |  | 549.6826 | 0 | 30 | 0 | 0 | 519.6826 | 249.733 |  | kWh | 0.098359 | 0 | Commercial |  | Annual | [5 empty] | 15 | 0.8 |  |  |  | 1 | 0 | 3 | 0 | 0 | 0 | 0 | 0 | 0 | 0 | 0 | 0 | 2006 Qtr 1: 0; 2006 Qtr 2: 0; 2006 Qtr 3: 0; 2006 Qtr 4: 0; 2007 Qtr 1: 0; 2007 Qtr 2: 0; 2007 Qtr 3: 0; 2007 Qtr 4: 3; 2008 Qtr 1: 0; 2008 Qtr 2: 0; 2008 Qtr 3: 0; 2008 Qtr 4: 0 | 3
0 | 253047-Comm. HP <65k three phase split w/o QI |  | 7 | Commercial | 01-ALC-AllCommercial-Cooling | 0 |  |  |  |  | 549.6826 | 0 | 35 | 0 | 0 | 514.6826 | 249.733 |  | kWh | 0.098359 | 0 | Commercial |  | Annual | [5 empty] | 15 | 0.8 |  |  |  | 1 | 0 | 3 | 0 | 0 | 0 | 0 | 0 | 0 | 0 | 0 | 0 | 2006 Qtr 1: 0; 2006 Qtr 2: 0; 2006 Qtr 3: 0; 2006 Qtr 4: 0; 2007 Qtr 1: 0; 2007 Qtr 2: 0; 2007 Qtr 3: 0; 2007 Qtr 4: 3; 2008 Qtr 1: 0; 2008 Qtr 2: 0; 2008 Qtr 3: 0; 2008 Qtr 4: 0 | 3
0 | 253047-Comm. HP <65k three phase split w/o QI |  | 7 | Commercial | 01-ALC-AllCommercial-Cooling | 0 |  |  |  |  | 549.6826 | 0 | 30 | 0 | 0 | 519.6826 | 249.733 |  | kWh | 0.098359 | 0 | Commercial |  | Annual | [5 empty] | 15 | 0.8 |  |  |  | 1 | 0 | 3 | 0 | 0 | 0 | 0 | 0 | 0 | 0 | 0 | 0 | 2006 Qtr 1: 0; 2006 Qtr 2: 0; 2006 Qtr 3: 0; 2006 Qtr 4: 0; 2007 Qtr 1: 0; 2007 Qtr 2: 0; 2007 Qtr 3: 0; 2007 Qtr 4: 3; 2008 Qtr 1: 0; 2008 Qtr 2: 0; 2008 Qtr 3: 0; 2008 Qtr 4: 0 | 3
0 | 253047-Comm. HP <65k three phase split w/o QI |  | 7 | Commercial | 01-ALC-AllCommercial-Cooling | 0 |  |  |  |  | 549.6826 | 0 | 30 | 0 | 0 | 519.6826 | 249.733 |  | kWh | 0.098359 | 0 | Commercial |  | Annual | [5 empty] | 15 | 0.8 |  |  |  | 1 | 0 | 3 | 0 | 0 | 0 | 0 | 0 | 0 | 0 | 0 | 0 | 2006 Qtr 1: 0; 2006 Qtr 2: 0; 2006 Qtr 3: 0; 2006 Qtr 4: 0; 2007 Qtr 1: 0; 2007 Qtr 2: 0; 2007 Qtr 3: 0; 2007 Qtr 4: 3; 2008 Qtr 1: 0; 2008 Qtr 2: 0; 2008 Qtr 3: 0; 2008 Qtr 4: 0 | 3
0 | 253047-Comm. HP <65k three phase split w/o QI |  | 7 | Commercial | 01-ALC-AllCommercial-Cooling | 0 |  |  |  |  | 549.6826 | 0 | 35 | 0 | 0 | 514.6826 | 249.733 |  | kWh | 0.098359 | 0 | Commercial |  | Annual | [5 empty] | 15 | 0.8 |  |  |  | 1 | 0 | 3 | 0 | 0 | 0 | 0 | 0 | 0 | 0 | 0 | 0 | 2006 Qtr 1: 0; 2006 Qtr 2: 0; 2006 Qtr 3: 0; 2006 Qtr 4: 0; 2007 Qtr 1: 0; 2007 Qtr 2: 0; 2007 Qtr 3: 0; 2007 Qtr 4: 3; 2008 Qtr 1: 0; 2008 Qtr 2: 0; 2008 Qtr 3: 0; 2008 Qtr 4: 0 | 3
0 | 253047-Comm. HP <65k three phase split w/o QI |  | 7 | Commercial | 01-ALC-AllCommercial-Cooling | 0 |  |  |  |  | 549.6826 | 0 | 30 | 0 | 0 | 519.6826 | 249.733 |  | kWh | 0.098359 | 0 | Commercial |  | Annual | [5 empty] | 15 | 0.8 |  |  |  | 1 | 0 | 4 | 0 | 0 | 0 | 0 | 0 | 0 | 0 | 0 | 0 | 2006 Qtr 1: 0; 2006 Qtr 2: 0; 2006 Qtr 3: 0; 2006 Qtr 4: 0; 2007 Qtr 1: 0; 2007 Qtr 2: 0; 2007 Qtr 3: 0; 2007 Qtr 4: 4; 2008 Qtr 1: 0; 2008 Qtr 2: 0; 2008 Qtr 3: 0; 2008 Qtr 4: 0 | 4
0 | 253047-Comm. HP <65k three phase split w/o QI |  | 7 | Commercial | 01-ALC-AllCommercial-Cooling | 0 |  |  |  |  | 549.6826 | 0 | 35 | 0 | 0 | 514.6826 | 249.733 |  | kWh | 0.098359 | 0 | Commercial |  | Annual | [5 empty] | 15 | 0.8 |  |  |  | 1 | 0 | 3 | 0 | 0 | 0 | 0 | 0 | 0 | 0 | 0 | 0 | 2006 Qtr 1: 0; 2006 Qtr 2: 0; 2006 Qtr 3: 0; 2006 Qtr 4: 0; 2007 Qtr 1: 0; 2007 Qtr 2: 0; 2007 Qtr 3: 0; 2007 Qtr 4: 3; 2008 Qtr 1: 0; 2008 Qtr 2: 0; 2008 Qtr 3: 0; 2008 Qtr 4: 0 | 3
0 | 253047-Comm. HP <65k three phase split w/o QI |  | 7 | Commercial | 01-ALC-AllCommercial-Cooling | 0 |  |  |  |  | 549.6826 | 0 | 30 | 0 | 0 | 519.6826 | 249.733 |  | kWh | 0.098359 | 0 | Commercial |  | Annual | [5 empty] | 15 | 0.8 |  |  |  | 1 | 0 | 4 | 0 | 0 | 0 | 0 | 0 | 0 | 0 | 0 | 0 | 2006 Qtr 1: 0; 2006 Qtr 2: 0; 2006 Qtr 3: 0; 2006 Qtr 4: 0; 2007 Qtr 1: 0; 2007 Qtr 2: 0; 2007 Qtr 3: 0; 2007 Qtr 4: 4; 2008 Qtr 1: 0; 2008 Qtr 2: 0; 2008 Qtr 3: 0; 2008 Qtr 4: 0 | 4
0 | 253047-Comm. HP <65k three phase split w/o QI |  | 7 | Commercial | 01-ALC-AllCommercial-Cooling | 0 |  |  |  |  | 549.6826 | 0 | 30 | 0 | 0 | 519.6826 | 249.733 |  | kWh | 0.098359 | 0 | Commercial |  | Annual | [5 empty] | 15 | 0.8 |  |  |  | 1 | 0 | 4 | 0 | 0 | 0 | 0 | 0 | 0 | 0 | 0 | 0 | 2006 Qtr 1: 0; 2006 Qtr 2: 0; 2006 Qtr 3: 0; 2006 Qtr 4: 0; 2007 Qtr 1: 0; 2007 Qtr 2: 0; 2007 Qtr 3: 0; 2007 Qtr 4: 4; 2008 Qtr 1: 0; 2008 Qtr 2: 0; 2008 Qtr 3: 0; 2008 Qtr 4: 0 | 4
0 | 253047-Comm. HP <65k three phase split w/o QI |  | 7 | Commercial | 01-ALC-AllCommercial-Cooling | 0 |  |  |  |  | 549.6826 | 0 | 30 | 0 | 0 | 519.6826 | 249.733 |  | kWh | 0.098359 | 0 | Commercial |  | Annual | [5 empty] | 15 | 0.8 |  |  |  | 1 | 0 | 5 | 0 | 0 | 0 | 0 | 0 | 0 | 0 | 0 | 0 | 2006 Qtr 1: 0; 2006 Qtr 2: 0; 2006 Qtr 3: 0; 2006 Qtr 4: 0; 2007 Qtr 1: 0; 2007 Qtr 2: 0; 2007 Qtr 3: 0; 2007 Qtr 4: 5; 2008 Qtr 1: 0; 2008 Qtr 2: 0; 2008 Qtr 3: 0; 2008 Qtr 4: 0 | 5
0 | 253047-Comm. HP <65k three phase split w/o QI |  | 7 | Commercial | 01-ALC-AllCommercial-Cooling | 0 |  |  |  |  | 549.6826 | 0 | 30 | 0 | 0 | 519.6826 | 249.733 |  | kWh | 0.098359 | 0 | Commercial |  | Annual | [5 empty] | 15 | 0.8 |  |  |  | 1 | 0 | 3 | 0 | 0 | 0 | 0 | 0 | 0 | 0 | 0 | 0 | 2006 Qtr 1: 0; 2006 Qtr 2: 0; 2006 Qtr 3: 0; 2006 Qtr 4: 0; 2007 Qtr 1: 0; 2007 Qtr 2: 0; 2007 Qtr 3: 0; 2007 Qtr 4: 3; 2008 Qtr 1: 0; 2008 Qtr 2: 0; 2008 Qtr 3: 0; 2008 Qtr 4: 0 | 3
0 | 253047-Comm. HP <65k three phase split w/o QI |  | 7 | Commercial | 01-ALC-AllCommercial-Cooling | 0 |  |  |  |  | 549.6826 | 0 | 30 | 0 | 0 | 519.6826 | 249.733 |  | kWh | 0.098359 | 0 | Commercial |  | Annual | [5 empty] | 15 | 0.8 |  |  |  | 1 | 0 | 5 | 0 | 0 | 0 | 0 | 0 | 0 | 0 | 0 | 0 | 2006 Qtr 1: 0; 2006 Qtr 2: 0; 2006 Qtr 3: 0; 2006 Qtr 4: 0; 2007 Qtr 1: 0; 2007 Qtr 2: 0; 2007 Qtr 3: 0; 2007 Qtr 4: 5; 2008 Qtr 1: 0; 2008 Qtr 2: 0; 2008 Qtr 3: 0; 2008 Qtr 4: 0 | 5
0 | 253047-Comm. HP <65k three phase split w/o QI |  | 7 | Commercial | 01-ALC-AllCommercial-Cooling | 0 |  |  |  |  | 549.6826 | 0 | 30 | 0 | 0 | 519.6826 | 249.733 |  | kWh | 0.098359 | 0 | Commercial |  | Annual | [5 empty] | 15 | 0.8 |  |  |  | 1 | 0 | 5 | 0 | 0 | 0 | 0 | 0 | 0 | 0 | 0 | 0 | 2006 Qtr 1: 0; 2006 Qtr 2: 0; 2006 Qtr 3: 0; 2006 Qtr 4: 0; 2007 Qtr 1: 0; 2007 Qtr 2: 0; 2007 Qtr 3: 0; 2007 Qtr 4: 5; 2008 Qtr 1: 0; 2008 Qtr 2: 0; 2008 Qtr 3: 0; 2008 Qtr 4: 0 | 5
0 | 253047-Comm. HP <65k three phase split w/o QI |  | 7 | Commercial | 01-ALC-AllCommercial-Cooling | 0 |  |  |  |  | 549.6826 | 0 | 30 | 0 | 0 | 519.6826 | 249.733 |  | kWh | 0.098359 | 0 | Commercial |  | Annual | [5 empty] | 15 | 0.8 |  |  |  | 1 | 0 | 5 | 0 | 0 | 0 | 0 | 0 | 0 | 0 | 0 | 0 | 2006 Qtr 1: 0; 2006 Qtr 2: 0; 2006 Qtr 3: 0; 2006 Qtr 4: 0; 2007 Qtr 1: 0; 2007 Qtr 2: 0; 2007 Qtr 3: 0; 2007 Qtr 4: 5; 2008 Qtr 1: 0; 2008 Qtr 2: 0; 2008 Qtr 3: 0; 2008 Qtr 4: 0 | 5
0 | 253048-Comm. HP <65k three phase split w/o QI |  | 10 | Commercial | 01-ALC-AllCommercial-Cooling | 0 |  |  |  |  | 186.4979 | 0 | 30 | 0 | 0 | 156.4979 | 302.892 |  | kWh | 0.14152 | 0 | Commercial |  | Annual | [5 empty] | 15 | 0.8 |  |  |  | 1 | 0 | 4 | 0 | 0 | 0 | 0 | 0 | 0 | 0 | 0 | 0 | 2006 Qtr 1: 0; 2006 Qtr 2: 0; 2006 Qtr 3: 0; 2006 Qtr 4: 0; 2007 Qtr 1: 0; 2007 Qtr 2: 0; 2007 Qtr 3: 0; 2007 Qtr 4: 4; 2008 Qtr 1: 0; 2008 Qtr 2: 0; 2008 Qtr 3: 0; 2008 Qtr 4: 0 | 4
0 | 253048-Comm. HP <65k three phase split w/o QI |  | 10 | Commercial | 01-ALC-AllCommercial-Cooling | 0 |  |  |  |  | 186.4979 | 0 | 30 | 0 | 0 | 156.4979 | 302.892 |  | kWh | 0.14152 | 0 | Commercial |  | Annual | [5 empty] | 15 | 0.8 |  |  |  | 1 | 0 | 4 | 0 | 0 | 0 | 0 | 0 | 0 | 0 | 0 | 0 | 2006 Qtr 1: 0; 2006 Qtr 2: 0; 2006 Qtr 3: 0; 2006 Qtr 4: 0; 2007 Qtr 1: 0; 2007 Qtr 2: 0; 2007 Qtr 3: 0; 2007 Qtr 4: 4; 2008 Qtr 1: 0; 2008 Qtr 2: 0; 2008 Qtr 3: 0; 2008 Qtr 4: 0 | 4
0 | 253048-Comm. HP <65k three phase split w/o QI |  | 10 | Commercial | 01-ALC-AllCommercial-Cooling | 0 |  |  |  |  | 186.4979 | 0 | 30 | 0 | 0 | 156.4979 | 302.892 |  | kWh | 0.14152 | 0 | Commercial |  | Annual | [5 empty] | 15 | 0.8 |  |  |  | 1 | 0 | 4 | 0 | 0 | 0 | 0 | 0 | 0 | 0 | 0 | 0 | 2006 Qtr 1: 0; 2006 Qtr 2: 0; 2006 Qtr 3: 0; 2006 Qtr 4: 0; 2007 Qtr 1: 0; 2007 Qtr 2: 0; 2007 Qtr 3: 0; 2007 Qtr 4: 4; 2008 Qtr 1: 0; 2008 Qtr 2: 0; 2008 Qtr 3: 0; 2008 Qtr 4: 0 | 4
0 | 253048-Comm. HP <65k three phase split w/o QI |  | 10 | Commercial | 01-ALC-AllCommercial-Cooling | 0 |  |  |  |  | 186.4979 | 0 | 30 | 0 | 0 | 156.4979 | 302.892 |  | kWh | 0.14152 | 0 | Commercial |  | Annual | [5 empty] | 15 | 0.8 |  |  |  | 1 | 0 | 4 | 0 | 0 | 0 | 0 | 0 | 0 | 0 | 0 | 0 | 2006 Qtr 1: 0; 2006 Qtr 2: 0; 2006 Qtr 3: 0; 2006 Qtr 4: 0; 2007 Qtr 1: 0; 2007 Qtr 2: 0; 2007 Qtr 3: 0; 2007 Qtr 4: 4; 2008 Qtr 1: 0; 2008 Qtr 2: 0; 2008 Qtr 3: 0; 2008 Qtr 4: 0 | 4
0 | 253048-Comm. HP <65k three phase split w/o QI |  | 10 | Commercial | 01-ALC-AllCommercial-Cooling | 0 |  |  |  |  | 186.4979 | 0 | 30 | 0 | 0 | 156.4979 | 302.892 |  | kWh | 0.14152 | 0 | Commercial |  | Annual | [5 empty] | 15 | 0.8 |  |  |  | 1 | 0 | 5 | 0 | 0 | 0 | 0 | 0 | 0 | 0 | 0 | 0 | 2006 Qtr 1: 0; 2006 Qtr 2: 0; 2006 Qtr 3: 0; 2006 Qtr 4: 0; 2007 Qtr 1: 0; 2007 Qtr 2: 0; 2007 Qtr 3: 0; 2007 Qtr 4: 5; 2008 Qtr 1: 0; 2008 Qtr 2: 0; 2008 Qtr 3: 0; 2008 Qtr 4: 0 | 5
0 | 253048-Comm. HP <65k three phase split w/o QI |  | 10 | Commercial | 01-ALC-AllCommercial-Cooling | 0 |  |  |  |  | 186.4979 | 0 | 35 | 0 | 0 | 151.4979 | 302.892 |  | kWh | 0.14152 | 0 | Commercial |  | Annual | [5 empty] | 15 | 0.8 |  |  |  | 1 | 0 | 3 | 0 | 0 | 0 | 0 | 0 | 0 | 0 | 0 | 0 | 2006 Qtr 1: 0; 2006 Qtr 2: 0; 2006 Qtr 3: 0; 2006 Qtr 4: 0; 2007 Qtr 1: 0; 2007 Qtr 2: 0; 2007 Qtr 3: 0; 2007 Qtr 4: 3; 2008 Qtr 1: 0; 2008 Qtr 2: 0; 2008 Qtr 3: 0; 2008 Qtr 4: 0 | 3
0 | 253048-Comm. HP <65k three phase split w/o QI |  | 10 | Commercial | 01-ALC-AllCommercial-Cooling | 0 |  |  |  |  | 186.4979 | 0 | 30 | 0 | 0 | 156.4979 | 302.892 |  | kWh | 0.14152 | 0 | Commercial |  | Annual | [5 empty] | 15 | 0.8 |  |  |  | 1 | 0 | 5 | 0 | 0 | 0 | 0 | 0 | 0 | 0 | 0 | 0 | 2006 Qtr 1: 0; 2006 Qtr 2: 0; 2006 Qtr 3: 0; 2006 Qtr 4: 0; 2007 Qtr 1: 0; 2007 Qtr 2: 0; 2007 Qtr 3: 0; 2007 Qtr 4: 5; 2008 Qtr 1: 0; 2008 Qtr 2: 0; 2008 Qtr 3: 0; 2008 Qtr 4: 0 | 5
0 | 253048-Comm. HP <65k three phase split w/o QI |  | 10 | Commercial | 01-ALC-AllCommercial-Cooling | 0 |  |  |  |  | 186.4979 | 0 | 30 | 0 | 0 | 156.4979 | 302.892 |  | kWh | 0.14152 | 0 | Commercial |  | Annual | [5 empty] | 15 | 0.8 |  |  |  | 1 | 0 | 5 | 0 | 0 | 0 | 0 | 0 | 0 | 0 | 0 | 0 | 2006 Qtr 1: 0; 2006 Qtr 2: 0; 2006 Qtr 3: 0; 2006 Qtr 4: 0; 2007 Qtr 1: 0; 2007 Qtr 2: 0; 2007 Qtr 3: 0; 2007 Qtr 4: 5; 2008 Qtr 1: 0; 2008 Qtr 2: 0; 2008 Qtr 3: 0; 2008 Qtr 4: 0 | 5
0 | 253048-Comm. HP <65k three phase split w/o QI |  | 10 | Commercial | 01-ALC-AllCommercial-Cooling | 0 |  |  |  |  | 186.4979 | 0 | 30 | 0 | 0 | 156.4979 | 302.892 |  | kWh | 0.14152 | 0 | Commercial |  | Annual | [5 empty] | 15 | 0.8 |  |  |  | 1 | 0 | 5 | 0 | 0 | 0 | 0 | 0 | 0 | 0 | 0 | 0 | 2006 Qtr 1: 0; 2006 Qtr 2: 0; 2006 Qtr 3: 0; 2006 Qtr 4: 0; 2007 Qtr 1: 0; 2007 Qtr 2: 0; 2007 Qtr 3: 0; 2007 Qtr 4: 5; 2008 Qtr 1: 0; 2008 Qtr 2: 0; 2008 Qtr 3: 0; 2008 Qtr 4: 0 | 5
0 | 253048-Comm. HP <65k three phase split w/o QI |  | 10 | Commercial | 01-ALC-AllCommercial-Cooling | 0 |  |  |  |  | 186.4979 | 0 | 30 | 0 | 0 | 156.4979 | 302.892 |  | kWh | 0.14152 | 0 | Commercial |  | Annual | [5 empty] | 15 | 0.8 |  |  |  | 1 | 0 | 3 | 0 | 0 | 0 | 0 | 0 | 0 | 0 | 0 | 0 | 2006 Qtr 1: 0; 2006 Qtr 2: 0; 2006 Qtr 3: 0; 2006 Qtr 4: 0; 2007 Qtr 1: 0; 2007 Qtr 2: 0; 2007 Qtr 3: 0; 2007 Qtr 4: 3; 2008 Qtr 1: 0; 2008 Qtr 2: 0; 2008 Qtr 3: 0; 2008 Qtr 4: 0 | 3
0 | 253048-Comm. HP <65k three phase split w/o QI |  | 10 | Commercial | 01-ALC-AllCommercial-Cooling | 0 |  |  |  |  | 186.4979 | 0 | 30 | 0 | 0 | 156.4979 | 302.892 |  | kWh | 0.14152 | 0 | Commercial |  | Annual | [5 empty] | 15 | 0.8 |  |  |  | 1 | 0 | 3 | 0 | 0 | 0 | 0 | 0 | 0 | 0 | 0 | 0 | 2006 Qtr 1: 0; 2006 Qtr 2: 0; 2006 Qtr 3: 0; 2006 Qtr 4: 0; 2007 Qtr 1: 0; 2007 Qtr 2: 0; 2007 Qtr 3: 0; 2007 Qtr 4: 3; 2008 Qtr 1: 0; 2008 Qtr 2: 0; 2008 Qtr 3: 0; 2008 Qtr 4: 0 | 3
0 | 253048-Comm. HP <65k three phase split w/o QI |  | 10 | Commercial | 01-ALC-AllCommercial-Cooling | 0 |  |  |  |  | 186.4979 | 0 | 35 | 0 | 0 | 151.4979 | 302.892 |  | kWh | 0.14152 | 0 | Commercial |  | Annual | [5 empty] | 15 | 0.8 |  |  |  | 1 | 0 | 3 | 0 | 0 | 0 | 0 | 0 | 0 | 0 | 0 | 0 | 2006 Qtr 1: 0; 2006 Qtr 2: 0; 2006 Qtr 3: 0; 2006 Qtr 4: 0; 2007 Qtr 1: 0; 2007 Qtr 2: 0; 2007 Qtr 3: 0; 2007 Qtr 4: 3; 2008 Qtr 1: 0; 2008 Qtr 2: 0; 2008 Qtr 3: 0; 2008 Qtr 4: 0 | 3
0 | 253048-Comm. HP <65k three phase split w/o QI |  | 10 | Commercial | 01-ALC-AllCommercial-Cooling | 0 |  |  |  |  | 186.4979 | 0 | 35 | 0 | 0 | 151.4979 | 302.892 |  | kWh | 0.14152 | 0 | Commercial |  | Annual | [5 empty] | 15 | 0.8 |  |  |  | 1 | 0 | 3 | 0 | 0 | 0 | 0 | 0 | 0 | 0 | 0 | 0 | 2006 Qtr 1: 0; 2006 Qtr 2: 0; 2006 Qtr 3: 0; 2006 Qtr 4: 0; 2007 Qtr 1: 0; 2007 Qtr 2: 0; 2007 Qtr 3: 0; 2007 Qtr 4: 3; 2008 Qtr 1: 0; 2008 Qtr 2: 0; 2008 Qtr 3: 0; 2008 Qtr 4: 0 | 3
0 | 253049-Comm. HP <65k three phase unitary |  | 7 | Commercial | 01-ALC-AllCommercial-Cooling | 0 |  |  |  |  | 959.2869 | 0 | 50 | 0 | 0 | 909.2869 | 333.947 |  | kWh | 0.15748 | 0 | Commercial |  | Annual | [5 empty] | 15 | 0.8 |  |  |  | 1 | 0 | 3 | 0 | 0 | 0 | 0 | 0 | 0 | 0 | 0 | 0 | 2006 Qtr 1: 0; 2006 Qtr 2: 0; 2006 Qtr 3: 0; 2006 Qtr 4: 0; 2007 Qtr 1: 0; 2007 Qtr 2: 0; 2007 Qtr 3: 3; 2007 Qtr 4: 0; 2008 Qtr 1: 0; 2008 Qtr 2: 0; 2008 Qtr 3: 0; 2008 Qtr 4: 0 | 3
0 | 253049-Comm. HP <65k three phase unitary |  | 7 | Commercial | 01-ALC-AllCommercial-Cooling | 0 |  |  |  |  | 959.2869 | 0 | 50 | 0 | 0 | 909.2869 | 333.947 |  | kWh | 0.15748 | 0 | Commercial |  | Annual | [5 empty] | 15 | 0.8 |  |  |  | 1 | 0 | 3 | 0 | 0 | 0 | 0 | 0 | 0 | 0 | 0 | 0 | 2006 Qtr 1: 0; 2006 Qtr 2: 0; 2006 Qtr 3: 0; 2006 Qtr 4: 0; 2007 Qtr 1: 0; 2007 Qtr 2: 0; 2007 Qtr 3: 3; 2007 Qtr 4: 0; 2008 Qtr 1: 0; 2008 Qtr 2: 0; 2008 Qtr 3: 0; 2008 Qtr 4: 0 | 3
0 | 253049-Comm. HP <65k three phase unitary |  | 7 | Commercial | 01-ALC-AllCommercial-Cooling | 0 |  |  |  |  | 959.2869 | 0 | 50 | 0 | 0 | 909.2869 | 333.947 |  | kWh | 0.15748 | 0 | Commercial |  | Annual | [5 empty] | 15 | 0.8 |  |  |  | 1 | 0 | 5 | 0 | 0 | 0 | 0 | 0 | 0 | 0 | 0 | 0 | 2006 Qtr 1: 0; 2006 Qtr 2: 0; 2006 Qtr 3: 0; 2006 Qtr 4: 0; 2007 Qtr 1: 0; 2007 Qtr 2: 0; 2007 Qtr 3: 5; 2007 Qtr 4: 0; 2008 Qtr 1: 0; 2008 Qtr 2: 0; 2008 Qtr 3: 0; 2008 Qtr 4: 0 | 5
0 | 253049-Comm. HP <65k three phase unitary |  | 7 | Commercial | 01-ALC-AllCommercial-Cooling | 0 |  |  |  |  | 959.2869 | 0 | 50 | 0 | 0 | 909.2869 | 333.947 |  | kWh | 0.15748 | 0 | Commercial |  | Annual | [5 empty] | 15 | 0.8 |  |  |  | 1 | 0 | 5 | 0 | 0 | 0 | 0 | 0 | 0 | 0 | 0 | 0 | 2006 Qtr 1: 0; 2006 Qtr 2: 0; 2006 Qtr 3: 0; 2006 Qtr 4: 0; 2007 Qtr 1: 0; 2007 Qtr 2: 0; 2007 Qtr 3: 5; 2007 Qtr 4: 0; 2008 Qtr 1: 0; 2008 Qtr 2: 0; 2008 Qtr 3: 0; 2008 Qtr 4: 0 | 5
0 | 253049-Comm. HP <65k three phase unitary |  | 7 | Commercial | 01-ALC-AllCommercial-Cooling | 0 |  |  |  |  | 959.2869 | 0 | 50 | 0 | 0 | 909.2869 | 333.947 |  | kWh | 0.15748 | 0 | Commercial |  | Annual | [5 empty] | 15 | 0.8 |  |  |  | 1 | 0 | 3 | 0 | 0 | 0 | 0 | 0 | 0 | 0 | 0 | 0 | 2006 Qtr 1: 0; 2006 Qtr 2: 0; 2006 Qtr 3: 0; 2006 Qtr 4: 0; 2007 Qtr 1: 0; 2007 Qtr 2: 0; 2007 Qtr 3: 0; 2007 Qtr 4: 3; 2008 Qtr 1: 0; 2008 Qtr 2: 0; 2008 Qtr 3: 0; 2008 Qtr 4: 0 | 3
0 | 253049-Comm. HP <65k three phase unitary |  | 7 | Commercial | 01-ALC-AllCommercial-Cooling | 0 |  |  |  |  | 959.2869 | 0 | 50 | 0 | 0 | 909.2869 | 333.947 |  | kWh | 0.15748 | 0 | Commercial |  | Annual | [5 empty] | 15 | 0.8 |  |  |  | 1 | 0 | 5 | 0 | 0 | 0 | 0 | 0 | 0 | 0 | 0 | 0 | 2006 Qtr 1: 0; 2006 Qtr 2: 0; 2006 Qtr 3: 0; 2006 Qtr 4: 0; 2007 Qtr 1: 0; 2007 Qtr 2: 0; 2007 Qtr 3: 5; 2007 Qtr 4: 0; 2008 Qtr 1: 0; 2008 Qtr 2: 0; 2008 Qtr 3: 0; 2008 Qtr 4: 0 | 5
0 | 253049-Comm. HP <65k three phase unitary |  | 7 | Commercial | 01-ALC-AllCommercial-Cooling | 0 |  |  |  |  | 959.2869 | 0 | 50 | 0 | 0 | 909.2869 | 333.947 |  | kWh | 0.15748 | 0 | Commercial |  | Annual | [5 empty] | 15 | 0.8 |  |  |  | 1 | 0 | 3 | 0 | 0 | 0 | 0 | 0 | 0 | 0 | 0 | 0 | 2006 Qtr 1: 0; 2006 Qtr 2: 0; 2006 Qtr 3: 0; 2006 Qtr 4: 0; 2007 Qtr 1: 0; 2007 Qtr 2: 0; 2007 Qtr 3: 0; 2007 Qtr 4: 3; 2008 Qtr 1: 0; 2008 Qtr 2: 0; 2008 Qtr 3: 0; 2008 Qtr 4: 0 | 3
0 | 253049-Comm. HP <65k three phase unitary |  | 7 | Commercial | 01-ALC-AllCommercial-Cooling | 0 |  |  |  |  | 959.2869 | 0 | 50 | 0 | 0 | 909.2869 | 333.947 |  | kWh | 0.15748 | 0 | Commercial |  | Annual | [5 empty] | 15 | 0.8 |  |  |  | 1 | 0 | 4 | 0 | 0 | 0 | 0 | 0 | 0 | 0 | 0 | 0 | 2006 Qtr 1: 0; 2006 Qtr 2: 0; 2006 Qtr 3: 0; 2006 Qtr 4: 0; 2007 Qtr 1: 0; 2007 Qtr 2: 0; 2007 Qtr 3: 4; 2007 Qtr 4: 0; 2008 Qtr 1: 0; 2008 Qtr 2: 0; 2008 Qtr 3: 0; 2008 Qtr 4: 0 | 4
0 | 253049-Comm. HP <65k three phase unitary |  | 7 | Commercial | 01-ALC-AllCommercial-Cooling | 0 |  |  |  |  | 959.2869 | 0 | 50 | 0 | 0 | 909.2869 | 333.947 |  | kWh | 0.15748 | 0 | Commercial |  | Annual | [5 empty] | 15 | 0.8 |  |  |  | 1 | 0 | 3 | 0 | 0 | 0 | 0 | 0 | 0 | 0 | 0 | 0 | 2006 Qtr 1: 0; 2006 Qtr 2: 0; 2006 Qtr 3: 0; 2006 Qtr 4: 0; 2007 Qtr 1: 0; 2007 Qtr 2: 0; 2007 Qtr 3: 3; 2007 Qtr 4: 0; 2008 Qtr 1: 0; 2008 Qtr 2: 0; 2008 Qtr 3: 0; 2008 Qtr 4: 0 | 3
0 | 253049-Comm. HP <65k three phase unitary |  | 7 | Commercial | 01-ALC-AllCommercial-Cooling | 0 |  |  |  |  | 959.2869 | 0 | 50 | 0 | 0 | 909.2869 | 333.947 |  | kWh | 0.15748 | 0 | Commercial |  | Annual | [5 empty] | 15 | 0.8 |  |  |  | 1 | 0 | 5 | 0 | 0 | 0 | 0 | 0 | 0 | 0 | 0 | 0 | 2006 Qtr 1: 0; 2006 Qtr 2: 0; 2006 Qtr 3: 0; 2006 Qtr 4: 0; 2007 Qtr 1: 0; 2007 Qtr 2: 0; 2007 Qtr 3: 0; 2007 Qtr 4: 5; 2008 Qtr 1: 0; 2008 Qtr 2: 0; 2008 Qtr 3: 0; 2008 Qtr 4: 0 | 5
0 | 253049-Comm. HP <65k three phase unitary |  | 7 | Commercial | 01-ALC-AllCommercial-Cooling | 0 |  |  |  |  | 959.2869 | 0 | 50 | 0 | 0 | 909.2869 | 333.947 |  | kWh | 0.15748 | 0 | Commercial |  | Annual | [5 empty] | 15 | 0.8 |  |  |  | 1 | 0 | 3 | 0 | 0 | 0 | 0 | 0 | 0 | 0 | 0 | 0 | 2006 Qtr 1: 0; 2006 Qtr 2: 0; 2006 Qtr 3: 0; 2006 Qtr 4: 0; 2007 Qtr 1: 0; 2007 Qtr 2: 0; 2007 Qtr 3: 3; 2007 Qtr 4: 0; 2008 Qtr 1: 0; 2008 Qtr 2: 0; 2008 Qtr 3: 0; 2008 Qtr 4: 0 | 3
0 | 253049-Comm. HP <65k three phase unitary |  | 7 | Commercial | 01-ALC-AllCommercial-Cooling | 0 |  |  |  |  | 959.2869 | 0 | 50 | 0 | 0 | 909.2869 | 333.947 |  | kWh | 0.15748 | 0 | Commercial |  | Annual | [5 empty] | 15 | 0.8 |  |  |  | 1 | 0 | 5 | 0 | 0 | 0 | 0 | 0 | 0 | 0 | 0 | 0 | 2006 Qtr 1: 0; 2006 Qtr 2: 0; 2006 Qtr 3: 0; 2006 Qtr 4: 0; 2007 Qtr 1: 0; 2007 Qtr 2: 0; 2007 Qtr 3: 5; 2007 Qtr 4: 0; 2008 Qtr 1: 0; 2008 Qtr 2: 0; 2008 Qtr 3: 0; 2008 Qtr 4: 0 | 5
0 | 253049-Comm. HP <65k three phase unitary |  | 7 | Commercial | 01-ALC-AllCommercial-Cooling | 0 |  |  |  |  | 959.2869 | 0 | 50 | 0 | 0 | 909.2869 | 333.947 |  | kWh | 0.15748 | 0 | Commercial |  | Annual | [5 empty] | 15 | 0.8 |  |  |  | 1 | 0 | 3 | 0 | 0 | 0 | 0 | 0 | 0 | 0 | 0 | 0 | 2006 Qtr 1: 0; 2006 Qtr 2: 0; 2006 Qtr 3: 0; 2006 Qtr 4: 0; 2007 Qtr 1: 0; 2007 Qtr 2: 0; 2007 Qtr 3: 3; 2007 Qtr 4: 0; 2008 Qtr 1: 0; 2008 Qtr 2: 0; 2008 Qtr 3: 0; 2008 Qtr 4: 0 | 3
0 | 253049-Comm. HP <65k three phase unitary |  | 7 | Commercial | 01-ALC-AllCommercial-Cooling | 0 |  |  |  |  | 959.2869 | 0 | 50 | 0 | 0 | 909.2869 | 333.947 |  | kWh | 0.15748 | 0 | Commercial |  | Annual | [5 empty] | 15 | 0.8 |  |  |  | 1 | 0 | 3 | 0 | 0 | 0 | 0 | 0 | 0 | 0 | 0 | 0 | 2006 Qtr 1: 0; 2006 Qtr 2: 0; 2006 Qtr 3: 0; 2006 Qtr 4: 0; 2007 Qtr 1: 0; 2007 Qtr 2: 0; 2007 Qtr 3: 3; 2007 Qtr 4: 0; 2008 Qtr 1: 0; 2008 Qtr 2: 0; 2008 Qtr 3: 0; 2008 Qtr 4: 0 | 3
0 | 253049-Comm. HP <65k three phase unitary |  | 7 | Commercial | 17-OFL-Office–Large-Cooling | 0 |  |  |  |  | 959.2869 | 0 | 50 | 0 | 0 | 909.2869 | 333.947 |  | kWh | 0.15748 | 0 | Commercial |  | Annual | [5 empty] | 15 | 0.8 |  |  |  | 1 | 0 | 5 | 0 | 0 | 0 | 0 | 0 | 0 | 0 | 0 | 0 | 2006 Qtr 1: 0; 2006 Qtr 2: 0; 2006 Qtr 3: 0; 2006 Qtr 4: 0; 2007 Qtr 1: 0; 2007 Qtr 2: 0; 2007 Qtr 3: 5; 2007 Qtr 4: 0; 2008 Qtr 1: 0; 2008 Qtr 2: 0; 2008 Qtr 3: 0; 2008 Qtr 4: 0 | 5
0 | 253049-Comm. HP <65k three phase unitary |  | 7 | Commercial | 01-ALC-AllCommercial-Cooling | 0 |  |  |  |  | 959.2869 | 0 | 50 | 0 | 0 | 909.2869 | 333.947 |  | kWh | 0.15748 | 0 | Commercial |  | Annual | [5 empty] | 15 | 0.8 |  |  |  | 1 | 0 | 3 | 0 | 0 | 0 | 0 | 0 | 0 | 0 | 0 | 0 | 2006 Qtr 1: 0; 2006 Qtr 2: 0; 2006 Qtr 3: 0; 2006 Qtr 4: 0; 2007 Qtr 1: 0; 2007 Qtr 2: 0; 2007 Qtr 3: 3; 2007 Qtr 4: 0; 2008 Qtr 1: 0; 2008 Qtr 2: 0; 2008 Qtr 3: 0; 2008 Qtr 4: 0 | 3
0 | 253049-Comm. HP <65k three phase unitary |  | 7 | Commercial | 01-ALC-AllCommercial-Cooling | 0 |  |  |  |  | 959.2869 | 0 | 50 | 0 | 0 | 909.2869 | 333.947 |  | kWh | 0.15748 | 0 | Commercial |  | Annual | [5 empty] | 15 | 0.8 |  |  |  | 1 | 0 | 5 | 0 | 0 | 0 | 0 | 0 | 0 | 0 | 0 | 0 | 2006 Qtr 1: 0; 2006 Qtr 2: 0; 2006 Qtr 3: 0; 2006 Qtr 4: 0; 2007 Qtr 1: 0; 2007 Qtr 2: 0; 2007 Qtr 3: 5; 2007 Qtr 4: 0; 2008 Qtr 1: 0; 2008 Qtr 2: 0; 2008 Qtr 3: 0; 2008 Qtr 4: 0 | 5
0 | 253049-Comm. HP <65k three phase unitary |  | 7 | Commercial | 01-ALC-AllCommercial-Cooling | 0 |  |  |  |  | 959.2869 | 0 | 50 | 0 | 0 | 909.2869 | 333.947 |  | kWh | 0.15748 | 0 | Commercial |  | Annual | [5 empty] | 15 | 0.8 |  |  |  | 1 | 0 | 3 | 0 | 0 | 0 | 0 | 0 | 0 | 0 | 0 | 0 | 2006 Qtr 1: 0; 2006 Qtr 2: 0; 2006 Qtr 3: 0; 2006 Qtr 4: 0; 2007 Qtr 1: 0; 2007 Qtr 2: 0; 2007 Qtr 3: 3; 2007 Qtr 4: 0; 2008 Qtr 1: 0; 2008 Qtr 2: 0; 2008 Qtr 3: 0; 2008 Qtr 4: 0 | 3
0 | 253049-Comm. HP <65k three phase unitary |  | 7 | Commercial | 14-MLI-Manufacturing–LightIndustry-COOL | 0 |  |  |  |  | 959.2869 | 0 | 50 | 0 | 0 | 909.2869 | 333.947 |  | kWh | 0.15748 | 0 | Commercial |  | Annual | [5 empty] | 15 | 0.8 |  |  |  | 1 | 0 | 4 | 0 | 0 | 0 | 0 | 0 | 0 | 0 | 0 | 0 | 2006 Qtr 1: 0; 2006 Qtr 2: 0; 2006 Qtr 3: 0; 2006 Qtr 4: 0; 2007 Qtr 1: 0; 2007 Qtr 2: 0; 2007 Qtr 3: 0; 2007 Qtr 4: 4; 2008 Qtr 1: 0; 2008 Qtr 2: 0; 2008 Qtr 3: 0; 2008 Qtr 4: 0 | 4
0 | 253049-Comm. HP <65k three phase unitary |  | 7 | Commercial | 14-MLI-Manufacturing–LightIndustry-COOL | 0 |  |  |  |  | 959.2869 | 0 | 50 | 0 | 0 | 909.2869 | 333.947 |  | kWh | 0.15748 | 0 | Commercial |  | Annual | [5 empty] | 15 | 0.8 |  |  |  | 1 | 0 | 5 | 0 | 0 | 0 | 0 | 0 | 0 | 0 | 0 | 0 | 2006 Qtr 1: 0; 2006 Qtr 2: 0; 2006 Qtr 3: 0; 2006 Qtr 4: 0; 2007 Qtr 1: 0; 2007 Qtr 2: 0; 2007 Qtr 3: 0; 2007 Qtr 4: 5; 2008 Qtr 1: 0; 2008 Qtr 2: 0; 2008 Qtr 3: 0; 2008 Qtr 4: 0 | 5
0 | 253049-Comm. HP <65k three phase unitary |  | 7 | Commercial | 14-MLI-Manufacturing–LightIndustry-COOL | 0 |  |  |  |  | 959.2869 | 0 | 50 | 0 | 0 | 909.2869 | 333.947 |  | kWh | 0.15748 | 0 | Commercial |  | Annual | [5 empty] | 15 | 0.8 |  |  |  | 1 | 0 | 3 | 0 | 0 | 0 | 0 | 0 | 0 | 0 | 0 | 0 | 2006 Qtr 1: 0; 2006 Qtr 2: 0; 2006 Qtr 3: 0; 2006 Qtr 4: 0; 2007 Qtr 1: 0; 2007 Qtr 2: 0; 2007 Qtr 3: 0; 2007 Qtr 4: 3; 2008 Qtr 1: 0; 2008 Qtr 2: 0; 2008 Qtr 3: 0; 2008 Qtr 4: 0 | 3
0 | 253049-Comm. HP <65k three phase unitary |  | 7 | Commercial | 14-MLI-Manufacturing–LightIndustry-COOL | 0 |  |  |  |  | 959.2869 | 0 | 50 | 0 | 0 | 909.2869 | 333.947 |  | kWh | 0.15748 | 0 | Commercial |  | Annual | [5 empty] | 15 | 0.8 |  |  |  | 1 | 0 | 3 | 0 | 0 | 0 | 0 | 0 | 0 | 0 | 0 | 0 | 2006 Qtr 1: 0; 2006 Qtr 2: 0; 2006 Qtr 3: 0; 2006 Qtr 4: 0; 2007 Qtr 1: 0; 2007 Qtr 2: 0; 2007 Qtr 3: 0; 2007 Qtr 4: 3; 2008 Qtr 1: 0; 2008 Qtr 2: 0; 2008 Qtr 3: 0; 2008 Qtr 4: 0 | 3
0 | 253049-Comm. HP <65k three phase unitary |  | 7 | Commercial | 14-MLI-Manufacturing–LightIndustry-COOL | 0 |  |  |  |  | 959.2869 | 0 | 50 | 0 | 0 | 909.2869 | 333.947 |  | kWh | 0.15748 | 0 | Commercial |  | Annual | [5 empty] | 15 | 0.8 |  |  |  | 1 | 0 | 3 | 0 | 0 | 0 | 0 | 0 | 0 | 0 | 0 | 0 | 2006 Qtr 1: 0; 2006 Qtr 2: 0; 2006 Qtr 3: 0; 2006 Qtr 4: 0; 2007 Qtr 1: 0; 2007 Qtr 2: 0; 2007 Qtr 3: 0; 2007 Qtr 4: 3; 2008 Qtr 1: 0; 2008 Qtr 2: 0; 2008 Qtr 3: 0; 2008 Qtr 4: 0 | 3
0 | 253049-Comm. HP <65k three phase unitary |  | 7 | Commercial | 14-MLI-Manufacturing–LightIndustry-COOL | 0 |  |  |  |  | 959.2869 | 0 | 50 | 0 | 0 | 909.2869 | 333.947 |  | kWh | 0.15748 | 0 | Commercial |  | Annual | [5 empty] | 15 | 0.8 |  |  |  | 1 | 0 | 3 | 0 | 0 | 0 | 0 | 0 | 0 | 0 | 0 | 0 | 2006 Qtr 1: 0; 2006 Qtr 2: 0; 2006 Qtr 3: 0; 2006 Qtr 4: 0; 2007 Qtr 1: 0; 2007 Qtr 2: 0; 2007 Qtr 3: 0; 2007 Qtr 4: 3; 2008 Qtr 1: 0; 2008 Qtr 2: 0; 2008 Qtr 3: 0; 2008 Qtr 4: 0 | 3
0 | 253049-Comm. HP <65k three phase unitary |  | 7 | Commercial | 14-MLI-Manufacturing–LightIndustry-COOL | 0 |  |  |  |  | 959.2869 | 0 | 50 | 0 | 0 | 909.2869 | 333.947 |  | kWh | 0.15748 | 0 | Commercial |  | Annual | [5 empty] | 15 | 0.8 |  |  |  | 1 | 0 | 3 | 0 | 0 | 0 | 0 | 0 | 0 | 0 | 0 | 0 | 2006 Qtr 1: 0; 2006 Qtr 2: 0; 2006 Qtr 3: 0; 2006 Qtr 4: 0; 2007 Qtr 1: 0; 2007 Qtr 2: 0; 2007 Qtr 3: 0; 2007 Qtr 4: 3; 2008 Qtr 1: 0; 2008 Qtr 2: 0; 2008 Qtr 3: 0; 2008 Qtr 4: 0 | 3
0 | 253049-Comm. HP <65k three phase unitary |  | 7 | Commercial | 14-MLI-Manufacturing–LightIndustry-COOL | 0 |  |  |  |  | 959.2869 | 0 | 50 | 0 | 0 | 909.2869 | 333.947 |  | kWh | 0.15748 | 0 | Commercial |  | Annual | [5 empty] | 15 | 0.8 |  |  |  | 1 | 0 | 5 | 0 | 0 | 0 | 0 | 0 | 0 | 0 | 0 | 0 | 2006 Qtr 1: 0; 2006 Qtr 2: 0; 2006 Qtr 3: 0; 2006 Qtr 4: 0; 2007 Qtr 1: 0; 2007 Qtr 2: 0; 2007 Qtr 3: 0; 2007 Qtr 4: 5; 2008 Qtr 1: 0; 2008 Qtr 2: 0; 2008 Qtr 3: 0; 2008 Qtr 4: 0 | 5
0 | 253049-Comm. HP <65k three phase unitary |  | 7 | Commercial | 14-MLI-Manufacturing–LightIndustry-COOL | 0 |  |  |  |  | 959.2869 | 0 | 50 | 0 | 0 | 909.2869 | 333.947 |  | kWh | 0.15748 | 0 | Commercial |  | Annual | [5 empty] | 15 | 0.8 |  |  |  | 1 | 0 | 4 | 0 | 0 | 0 | 0 | 0 | 0 | 0 | 0 | 0 | 2006 Qtr 1: 0; 2006 Qtr 2: 0; 2006 Qtr 3: 0; 2006 Qtr 4: 0; 2007 Qtr 1: 0; 2007 Qtr 2: 0; 2007 Qtr 3: 0; 2007 Qtr 4: 4; 2008 Qtr 1: 0; 2008 Qtr 2: 0; 2008 Qtr 3: 0; 2008 Qtr 4: 0 | 4
0 | 253049-Comm. HP <65k three phase unitary |  | 7 | Commercial | 01-ALC-AllCommercial-Cooling | 0 |  |  |  |  | 959.2869 | 0 | 50 | 0 | 0 | 909.2869 | 333.947 |  | kWh | 0.15748 | 0 | Commercial |  | Annual | [5 empty] | 15 | 0.8 |  |  |  | 1 | 0 | 4 | 0 | 0 | 0 | 0 | 0 | 0 | 0 | 0 | 0 | 2006 Qtr 1: 0; 2006 Qtr 2: 0; 2006 Qtr 3: 0; 2006 Qtr 4: 0; 2007 Qtr 1: 0; 2007 Qtr 2: 0; 2007 Qtr 3: 0; 2007 Qtr 4: 4; 2008 Qtr 1: 0; 2008 Qtr 2: 0; 2008 Qtr 3: 0; 2008 Qtr 4: 0 | 4
0 | 253049-Comm. HP <65k three phase unitary |  | 7 | Commercial | 01-ALC-AllCommercial-Cooling | 0 |  |  |  |  | 959.2869 | 0 | 50 | 0 | 0 | 909.2869 | 333.947 |  | kWh | 0.15748 | 0 | Commercial |  | Annual | [5 empty] | 15 | 0.8 |  |  |  | 1 | 0 | 4 | 0 | 0 | 0 | 0 | 0 | 0 | 0 | 0 | 0 | 2006 Qtr 1: 0; 2006 Qtr 2: 0; 2006 Qtr 3: 0; 2006 Qtr 4: 0; 2007 Qtr 1: 0; 2007 Qtr 2: 0; 2007 Qtr 3: 0; 2007 Qtr 4: 4; 2008 Qtr 1: 0; 2008 Qtr 2: 0; 2008 Qtr 3: 0; 2008 Qtr 4: 0 | 4
0 | 253049-Comm. HP <65k three phase unitary |  | 7 | Commercial | 01-ALC-AllCommercial-Cooling | 0 |  |  |  |  | 959.2869 | 0 | 50 | 0 | 0 | 909.2869 | 333.947 |  | kWh | 0.15748 | 0 | Commercial |  | Annual | [5 empty] | 15 | 0.8 |  |  |  | 1 | 0 | 5 | 0 | 0 | 0 | 0 | 0 | 0 | 0 | 0 | 0 | 2006 Qtr 1: 0; 2006 Qtr 2: 0; 2006 Qtr 3: 0; 2006 Qtr 4: 0; 2007 Qtr 1: 0; 2007 Qtr 2: 0; 2007 Qtr 3: 0; 2007 Qtr 4: 5; 2008 Qtr 1: 0; 2008 Qtr 2: 0; 2008 Qtr 3: 0; 2008 Qtr 4: 0 | 5
0 | 253049-Comm. HP <65k three phase unitary |  | 7 | Commercial | 14-MLI-Manufacturing–LightIndustry-COOL | 0 |  |  |  |  | 959.2869 | 0 | 50 | 0 | 0 | 909.2869 | 333.947 |  | kWh | 0.15748 | 0 | Commercial |  | Annual | [5 empty] | 15 | 0.8 |  |  |  | 1 | 0 | 5 | 0 | 0 | 0 | 0 | 0 | 0 | 0 | 0 | 0 | 2006 Qtr 1: 0; 2006 Qtr 2: 0; 2006 Qtr 3: 0; 2006 Qtr 4: 0; 2007 Qtr 1: 0; 2007 Qtr 2: 0; 2007 Qtr 3: 0; 2007 Qtr 4: 5; 2008 Qtr 1: 0; 2008 Qtr 2: 0; 2008 Qtr 3: 0; 2008 Qtr 4: 0 | 5
0 | 253049-Comm. HP <65k three phase unitary |  | 7 | Commercial | 14-MLI-Manufacturing–LightIndustry-COOL | 0 |  |  |  |  | 959.2869 | 0 | 50 | 0 | 0 | 909.2869 | 333.947 |  | kWh | 0.15748 | 0 | Commercial |  | Annual | [5 empty] | 15 | 0.8 |  |  |  | 1 | 0 | 3 | 0 | 0 | 0 | 0 | 0 | 0 | 0 | 0 | 0 | 2006 Qtr 1: 0; 2006 Qtr 2: 0; 2006 Qtr 3: 0; 2006 Qtr 4: 0; 2007 Qtr 1: 0; 2007 Qtr 2: 0; 2007 Qtr 3: 0; 2007 Qtr 4: 3; 2008 Qtr 1: 0; 2008 Qtr 2: 0; 2008 Qtr 3: 0; 2008 Qtr 4: 0 | 3
0 | 253049-Comm. HP <65k three phase unitary |  | 7 | Commercial | 14-MLI-Manufacturing–LightIndustry-COOL | 0 |  |  |  |  | 959.2869 | 0 | 50 | 0 | 0 | 909.2869 | 333.947 |  | kWh | 0.15748 | 0 | Commercial |  | Annual | [5 empty] | 15 | 0.8 |  |  |  | 1 | 0 | 5 | 0 | 0 | 0 | 0 | 0 | 0 | 0 | 0 | 0 | 2006 Qtr 1: 0; 2006 Qtr 2: 0; 2006 Qtr 3: 0; 2006 Qtr 4: 0; 2007 Qtr 1: 0; 2007 Qtr 2: 0; 2007 Qtr 3: 0; 2007 Qtr 4: 5; 2008 Qtr 1: 0; 2008 Qtr 2: 0; 2008 Qtr 3: 0; 2008 Qtr 4: 0 | 5
0 | 253049-Comm. HP <65k three phase unitary |  | 7 | Commercial | 20-RFF-Restaurant–FastFood-Cooling | 0 |  |  |  |  | 959.2869 | 0 | 50 | 0 | 0 | 909.2869 | 333.947 |  | kWh | 0.15748 | 0 | Commercial |  | Annual | [5 empty] | 15 | 0.8 |  |  |  | 1 | 0 | 3 | 0 | 0 | 0 | 0 | 0 | 0 | 0 | 0 | 0 | 2006 Qtr 1: 0; 2006 Qtr 2: 0; 2006 Qtr 3: 0; 2006 Qtr 4: 0; 2007 Qtr 1: 0; 2007 Qtr 2: 0; 2007 Qtr 3: 0; 2007 Qtr 4: 3; 2008 Qtr 1: 0; 2008 Qtr 2: 0; 2008 Qtr 3: 0; 2008 Qtr 4: 0 | 3
0 | 253049-Comm. HP <65k three phase unitary |  | 7 | Commercial | 14-MLI-Manufacturing–LightIndustry-COOL | 0 |  |  |  |  | 959.2869 | 0 | 50 | 0 | 0 | 909.2869 | 333.947 |  | kWh | 0.15748 | 0 | Commercial |  | Annual | [5 empty] | 15 | 0.8 |  |  |  | 1 | 0 | 5 | 0 | 0 | 0 | 0 | 0 | 0 | 0 | 0 | 0 | 2006 Qtr 1: 0; 2006 Qtr 2: 0; 2006 Qtr 3: 0; 2006 Qtr 4: 0; 2007 Qtr 1: 0; 2007 Qtr 2: 0; 2007 Qtr 3: 0; 2007 Qtr 4: 5; 2008 Qtr 1: 0; 2008 Qtr 2: 0; 2008 Qtr 3: 0; 2008 Qtr 4: 0 | 5
0 | 253049-Comm. HP <65k three phase unitary |  | 7 | Commercial | 01-ALC-AllCommercial-Cooling | 0 |  |  |  |  | 959.2869 | 0 | 50 | 0 | 0 | 909.2869 | 333.947 |  | kWh | 0.15748 | 0 | Commercial |  | Annual | [5 empty] | 15 | 0.8 |  |  |  | 1 | 0 | 4 | 0 | 0 | 0 | 0 | 0 | 0 | 0 | 0 | 0 | 2006 Qtr 1: 0; 2006 Qtr 2: 0; 2006 Qtr 3: 0; 2006 Qtr 4: 0; 2007 Qtr 1: 0; 2007 Qtr 2: 0; 2007 Qtr 3: 0; 2007 Qtr 4: 4; 2008 Qtr 1: 0; 2008 Qtr 2: 0; 2008 Qtr 3: 0; 2008 Qtr 4: 0 | 4
0 | 253049-Comm. HP <65k three phase unitary |  | 7 | Commercial | 14-MLI-Manufacturing–LightIndustry-COOL | 0 |  |  |  |  | 959.2869 | 0 | 50 | 0 | 0 | 909.2869 | 333.947 |  | kWh | 0.15748 | 0 | Commercial |  | Annual | [5 empty] | 15 | 0.8 |  |  |  | 1 | 0 | 5 | 0 | 0 | 0 | 0 | 0 | 0 | 0 | 0 | 0 | 2006 Qtr 1: 0; 2006 Qtr 2: 0; 2006 Qtr 3: 0; 2006 Qtr 4: 0; 2007 Qtr 1: 0; 2007 Qtr 2: 0; 2007 Qtr 3: 0; 2007 Qtr 4: 5; 2008 Qtr 1: 0; 2008 Qtr 2: 0; 2008 Qtr 3: 0; 2008 Qtr 4: 0 | 5
0 | 253049-Comm. HP <65k three phase unitary |  | 7 | Commercial | 14-MLI-Manufacturing–LightIndustry-COOL | 0 |  |  |  |  | 959.2869 | 0 | 50 | 0 | 0 | 909.2869 | 333.947 |  | kWh | 0.15748 | 0 | Commercial |  | Annual | [5 empty] | 15 | 0.8 |  |  |  | 1 | 0 | 5 | 0 | 0 | 0 | 0 | 0 | 0 | 0 | 0 | 0 | 2006 Qtr 1: 0; 2006 Qtr 2: 0; 2006 Qtr 3: 0; 2006 Qtr 4: 0; 2007 Qtr 1: 0; 2007 Qtr 2: 0; 2007 Qtr 3: 0; 2007 Qtr 4: 5; 2008 Qtr 1: 0; 2008 Qtr 2: 0; 2008 Qtr 3: 0; 2008 Qtr 4: 0 | 5
0 | 253049-Comm. HP <65k three phase unitary |  | 7 | Commercial | 14-MLI-Manufacturing–LightIndustry-COOL | 0 |  |  |  |  | 959.2869 | 0 | 50 | 0 | 0 | 909.2869 | 333.947 |  | kWh | 0.15748 | 0 | Commercial |  | Annual | [5 empty] | 15 | 0.8 |  |  |  | 1 | 0 | 5 | 0 | 0 | 0 | 0 | 0 | 0 | 0 | 0 | 0 | 2006 Qtr 1: 0; 2006 Qtr 2: 0; 2006 Qtr 3: 0; 2006 Qtr 4: 0; 2007 Qtr 1: 0; 2007 Qtr 2: 0; 2007 Qtr 3: 0; 2007 Qtr 4: 5; 2008 Qtr 1: 0; 2008 Qtr 2: 0; 2008 Qtr 3: 0; 2008 Qtr 4: 0 | 5
0 | 253049-Comm. HP <65k three phase unitary |  | 7 | Commercial | 14-MLI-Manufacturing–LightIndustry-COOL | 0 |  |  |  |  | 959.2869 | 0 | 50 | 0 | 0 | 909.2869 | 333.947 |  | kWh | 0.15748 | 0 | Commercial |  | Annual | [5 empty] | 15 | 0.8 |  |  |  | 1 | 0 | 5 | 0 | 0 | 0 | 0 | 0 | 0 | 0 | 0 | 0 | 2006 Qtr 1: 0; 2006 Qtr 2: 0; 2006 Qtr 3: 0; 2006 Qtr 4: 0; 2007 Qtr 1: 0; 2007 Qtr 2: 0; 2007 Qtr 3: 0; 2007 Qtr 4: 5; 2008 Qtr 1: 0; 2008 Qtr 2: 0; 2008 Qtr 3: 0; 2008 Qtr 4: 0 | 5
0 | 253049-Comm. HP <65k three phase unitary |  | 7 | Commercial | 14-MLI-Manufacturing–LightIndustry-COOL | 0 |  |  |  |  | 959.2869 | 0 | 50 | 0 | 0 | 909.2869 | 333.947 |  | kWh | 0.15748 | 0 | Commercial |  | Annual | [5 empty] | 15 | 0.8 |  |  |  | 1 | 0 | 5 | 0 | 0 | 0 | 0 | 0 | 0 | 0 | 0 | 0 | 2006 Qtr 1: 0; 2006 Qtr 2: 0; 2006 Qtr 3: 0; 2006 Qtr 4: 0; 2007 Qtr 1: 0; 2007 Qtr 2: 0; 2007 Qtr 3: 0; 2007 Qtr 4: 5; 2008 Qtr 1: 0; 2008 Qtr 2: 0; 2008 Qtr 3: 0; 2008 Qtr 4: 0 | 5
0 | 253049-Comm. HP <65k three phase unitary |  | 7 | Commercial | 14-MLI-Manufacturing–LightIndustry-COOL | 0 |  |  |  |  | 959.2869 | 0 | 50 | 0 | 0 | 909.2869 | 333.947 |  | kWh | 0.15748 | 0 | Commercial |  | Annual | [5 empty] | 15 | 0.8 |  |  |  | 1 | 0 | 5 | 0 | 0 | 0 | 0 | 0 | 0 | 0 | 0 | 0 | 2006 Qtr 1: 0; 2006 Qtr 2: 0; 2006 Qtr 3: 0; 2006 Qtr 4: 0; 2007 Qtr 1: 0; 2007 Qtr 2: 0; 2007 Qtr 3: 0; 2007 Qtr 4: 5; 2008 Qtr 1: 0; 2008 Qtr 2: 0; 2008 Qtr 3: 0; 2008 Qtr 4: 0 | 5
0 | 253049-Comm. HP <65k three phase unitary |  | 7 | Commercial | 14-MLI-Manufacturing–LightIndustry-COOL | 0 |  |  |  |  | 959.2869 | 0 | 50 | 0 | 0 | 909.2869 | 333.947 |  | kWh | 0.15748 | 0 | Commercial |  | Annual | [5 empty] | 15 | 0.8 |  |  |  | 1 | 0 | 5 | 0 | 0 | 0 | 0 | 0 | 0 | 0 | 0 | 0 | 2006 Qtr 1: 0; 2006 Qtr 2: 0; 2006 Qtr 3: 0; 2006 Qtr 4: 0; 2007 Qtr 1: 0; 2007 Qtr 2: 0; 2007 Qtr 3: 0; 2007 Qtr 4: 5; 2008 Qtr 1: 0; 2008 Qtr 2: 0; 2008 Qtr 3: 0; 2008 Qtr 4: 0 | 5
0 | 253049-Comm. HP <65k three phase unitary |  | 7 | Commercial | 14-MLI-Manufacturing–LightIndustry-COOL | 0 |  |  |  |  | 959.2869 | 0 | 50 | 0 | 0 | 909.2869 | 333.947 |  | kWh | 0.15748 | 0 | Commercial |  | Annual | [5 empty] | 15 | 0.8 |  |  |  | 1 | 0 | 5 | 0 | 0 | 0 | 0 | 0 | 0 | 0 | 0 | 0 | 2006 Qtr 1: 0; 2006 Qtr 2: 0; 2006 Qtr 3: 0; 2006 Qtr 4: 0; 2007 Qtr 1: 0; 2007 Qtr 2: 0; 2007 Qtr 3: 0; 2007 Qtr 4: 5; 2008 Qtr 1: 0; 2008 Qtr 2: 0; 2008 Qtr 3: 0; 2008 Qtr 4: 0 | 5
0 | 253049-Comm. HP <65k three phase unitary |  | 7 | Commercial | 14-MLI-Manufacturing–LightIndustry-COOL | 0 |  |  |  |  | 959.2869 | 0 | 50 | 0 | 0 | 909.2869 | 333.947 |  | kWh | 0.15748 | 0 | Commercial |  | Annual | [5 empty] | 15 | 0.8 |  |  |  | 1 | 0 | 5 | 0 | 0 | 0 | 0 | 0 | 0 | 0 | 0 | 0 | 2006 Qtr 1: 0; 2006 Qtr 2: 0; 2006 Qtr 3: 0; 2006 Qtr 4: 0; 2007 Qtr 1: 0; 2007 Qtr 2: 0; 2007 Qtr 3: 0; 2007 Qtr 4: 5; 2008 Qtr 1: 0; 2008 Qtr 2: 0; 2008 Qtr 3: 0; 2008 Qtr 4: 0 | 5
0 | 253049-Comm. HP <65k three phase unitary |  | 7 | Commercial | 14-MLI-Manufacturing–LightIndustry-COOL | 0 |  |  |  |  | 959.2869 | 0 | 50 | 0 | 0 | 909.2869 | 333.947 |  | kWh | 0.15748 | 0 | Commercial |  | Annual | [5 empty] | 15 | 0.8 |  |  |  | 1 | 0 | 5 | 0 | 0 | 0 | 0 | 0 | 0 | 0 | 0 | 0 | 2006 Qtr 1: 0; 2006 Qtr 2: 0; 2006 Qtr 3: 0; 2006 Qtr 4: 0; 2007 Qtr 1: 0; 2007 Qtr 2: 0; 2007 Qtr 3: 0; 2007 Qtr 4: 5; 2008 Qtr 1: 0; 2008 Qtr 2: 0; 2008 Qtr 3: 0; 2008 Qtr 4: 0 | 5
0 | 253049-Comm. HP <65k three phase unitary |  | 7 | Commercial | 14-MLI-Manufacturing–LightIndustry-COOL | 0 |  |  |  |  | 959.2869 | 0 | 50 | 0 | 0 | 909.2869 | 333.947 |  | kWh | 0.15748 | 0 | Commercial |  | Annual | [5 empty] | 15 | 0.8 |  |  |  | 1 | 0 | 5 | 0 | 0 | 0 | 0 | 0 | 0 | 0 | 0 | 0 | 2006 Qtr 1: 0; 2006 Qtr 2: 0; 2006 Qtr 3: 0; 2006 Qtr 4: 0; 2007 Qtr 1: 0; 2007 Qtr 2: 0; 2007 Qtr 3: 0; 2007 Qtr 4: 5; 2008 Qtr 1: 0; 2008 Qtr 2: 0; 2008 Qtr 3: 0; 2008 Qtr 4: 0 | 5
0 | 253049-Comm. HP <65k three phase unitary |  | 7 | Commercial | 14-MLI-Manufacturing–LightIndustry-COOL | 0 |  |  |  |  | 959.2869 | 0 | 50 | 0 | 0 | 909.2869 | 333.947 |  | kWh | 0.15748 | 0 | Commercial |  | Annual | [5 empty] | 15 | 0.8 |  |  |  | 1 | 0 | 5 | 0 | 0 | 0 | 0 | 0 | 0 | 0 | 0 | 0 | 2006 Qtr 1: 0; 2006 Qtr 2: 0; 2006 Qtr 3: 0; 2006 Qtr 4: 0; 2007 Qtr 1: 0; 2007 Qtr 2: 0; 2007 Qtr 3: 0; 2007 Qtr 4: 5; 2008 Qtr 1: 0; 2008 Qtr 2: 0; 2008 Qtr 3: 0; 2008 Qtr 4: 0 | 5
0 | 253050-Comm. HP <65k three phase unitary |  | 10 | Commercial | 01-ALC-AllCommercial-Cooling | 0 |  |  |  |  | 959.2869 | 0 | 50 | 0 | 0 | 909.2869 | 416.612 |  | kWh | 0.22516 | 0 | Commercial |  | Annual | [5 empty] | 15 | 0.8 |  |  |  | 1 | 0 | 3 | 0 | 0 | 0 | 0 | 0 | 0 | 0 | 0 | 0 | 2006 Qtr 1: 0; 2006 Qtr 2: 0; 2006 Qtr 3: 0; 2006 Qtr 4: 0; 2007 Qtr 1: 0; 2007 Qtr 2: 0; 2007 Qtr 3: 3; 2007 Qtr 4: 0; 2008 Qtr 1: 0; 2008 Qtr 2: 0; 2008 Qtr 3: 0; 2008 Qtr 4: 0 | 3
0 | 253050-Comm. HP <65k three phase unitary |  | 10 | Commercial | 01-ALC-AllCommercial-Cooling | 0 |  |  |  |  | 959.2869 | 0 | 50 | 0 | 0 | 909.2869 | 416.612 |  | kWh | 0.22516 | 0 | Commercial |  | Annual | [5 empty] | 15 | 0.8 |  |  |  | 1 | 0 | 3 | 0 | 0 | 0 | 0 | 0 | 0 | 0 | 0 | 0 | 2006 Qtr 1: 0; 2006 Qtr 2: 0; 2006 Qtr 3: 0; 2006 Qtr 4: 0; 2007 Qtr 1: 0; 2007 Qtr 2: 0; 2007 Qtr 3: 3; 2007 Qtr 4: 0; 2008 Qtr 1: 0; 2008 Qtr 2: 0; 2008 Qtr 3: 0; 2008 Qtr 4: 0 | 3
0 | 253050-Comm. HP <65k three phase unitary |  | 10 | Commercial | 01-ALC-AllCommercial-Cooling | 0 |  |  |  |  | 959.2869 | 0 | 50 | 0 | 0 | 909.2869 | 416.612 |  | kWh | 0.22516 | 0 | Commercial |  | Annual | [5 empty] | 15 | 0.8 |  |  |  | 1 | 0 | 3 | 0 | 0 | 0 | 0 | 0 | 0 | 0 | 0 | 0 | 2006 Qtr 1: 0; 2006 Qtr 2: 0; 2006 Qtr 3: 0; 2006 Qtr 4: 0; 2007 Qtr 1: 0; 2007 Qtr 2: 0; 2007 Qtr 3: 3; 2007 Qtr 4: 0; 2008 Qtr 1: 0; 2008 Qtr 2: 0; 2008 Qtr 3: 0; 2008 Qtr 4: 0 | 3
0 | 253050-Comm. HP <65k three phase unitary |  | 10 | Commercial | 01-ALC-AllCommercial-Cooling | 0 |  |  |  |  | 959.2869 | 0 | 50 | 0 | 0 | 909.2869 | 416.612 |  | kWh | 0.22516 | 0 | Commercial |  | Annual | [5 empty] | 15 | 0.8 |  |  |  | 1 | 0 | 4 | 0 | 0 | 0 | 0 | 0 | 0 | 0 | 0 | 0 | 2006 Qtr 1: 0; 2006 Qtr 2: 0; 2006 Qtr 3: 0; 2006 Qtr 4: 0; 2007 Qtr 1: 0; 2007 Qtr 2: 0; 2007 Qtr 3: 4; 2007 Qtr 4: 0; 2008 Qtr 1: 0; 2008 Qtr 2: 0; 2008 Qtr 3: 0; 2008 Qtr 4: 0 | 4
0 | 253050-Comm. HP <65k three phase unitary |  | 10 | Commercial | 01-ALC-AllCommercial-Cooling | 0 |  |  |  |  | 959.2869 | 0 | 50 | 0 | 0 | 909.2869 | 416.612 |  | kWh | 0.22516 | 0 | Commercial |  | Annual | [5 empty] | 15 | 0.8 |  |  |  | 1 | 0 | 4 | 0 | 0 | 0 | 0 | 0 | 0 | 0 | 0 | 0 | 2006 Qtr 1: 0; 2006 Qtr 2: 0; 2006 Qtr 3: 0; 2006 Qtr 4: 0; 2007 Qtr 1: 0; 2007 Qtr 2: 0; 2007 Qtr 3: 4; 2007 Qtr 4: 0; 2008 Qtr 1: 0; 2008 Qtr 2: 0; 2008 Qtr 3: 0; 2008 Qtr 4: 0 | 4
0 | 253050-Comm. HP <65k three phase unitary |  | 10 | Commercial | 01-ALC-AllCommercial-Cooling | 0 |  |  |  |  | 959.2869 | 0 | 50 | 0 | 0 | 909.2869 | 416.612 |  | kWh | 0.22516 | 0 | Commercial |  | Annual | [5 empty] | 15 | 0.8 |  |  |  | 1 | 0 | 5 | 0 | 0 | 0 | 0 | 0 | 0 | 0 | 0 | 0 | 2006 Qtr 1: 0; 2006 Qtr 2: 0; 2006 Qtr 3: 0; 2006 Qtr 4: 0; 2007 Qtr 1: 0; 2007 Qtr 2: 0; 2007 Qtr 3: 5; 2007 Qtr 4: 0; 2008 Qtr 1: 0; 2008 Qtr 2: 0; 2008 Qtr 3: 0; 2008 Qtr 4: 0 | 5
0 | 253050-Comm. HP <65k three phase unitary |  | 10 | Commercial | 01-ALC-AllCommercial-Cooling | 0 |  |  |  |  | 959.2869 | 0 | 50 | 0 | 0 | 909.2869 | 416.612 |  | kWh | 0.22516 | 0 | Commercial |  | Annual | [5 empty] | 15 | 0.8 |  |  |  | 1 | 0 | 3 | 0 | 0 | 0 | 0 | 0 | 0 | 0 | 0 | 0 | 2006 Qtr 1: 0; 2006 Qtr 2: 0; 2006 Qtr 3: 0; 2006 Qtr 4: 0; 2007 Qtr 1: 0; 2007 Qtr 2: 0; 2007 Qtr 3: 3; 2007 Qtr 4: 0; 2008 Qtr 1: 0; 2008 Qtr 2: 0; 2008 Qtr 3: 0; 2008 Qtr 4: 0 | 3
0 | 253050-Comm. HP <65k three phase unitary |  | 10 | Commercial | 01-ALC-AllCommercial-Cooling | 0 |  |  |  |  | 959.2869 | 0 | 50 | 0 | 0 | 909.2869 | 416.612 |  | kWh | 0.22516 | 0 | Commercial |  | Annual | [5 empty] | 15 | 0.8 |  |  |  | 1 | 0 | 4 | 0 | 0 | 0 | 0 | 0 | 0 | 0 | 0 | 0 | 2006 Qtr 1: 0; 2006 Qtr 2: 0; 2006 Qtr 3: 0; 2006 Qtr 4: 0; 2007 Qtr 1: 0; 2007 Qtr 2: 0; 2007 Qtr 3: 4; 2007 Qtr 4: 0; 2008 Qtr 1: 0; 2008 Qtr 2: 0; 2008 Qtr 3: 0; 2008 Qtr 4: 0 | 4
0 | 253050-Comm. HP <65k three phase unitary |  | 10 | Commercial | 01-ALC-AllCommercial-Cooling | 0 |  |  |  |  | 959.2869 | 0 | 50 | 0 | 0 | 909.2869 | 416.612 |  | kWh | 0.22516 | 0 | Commercial |  | Annual | [5 empty] | 15 | 0.8 |  |  |  | 1 | 0 | 3 | 0 | 0 | 0 | 0 | 0 | 0 | 0 | 0 | 0 | 2006 Qtr 1: 0; 2006 Qtr 2: 0; 2006 Qtr 3: 0; 2006 Qtr 4: 0; 2007 Qtr 1: 0; 2007 Qtr 2: 0; 2007 Qtr 3: 3; 2007 Qtr 4: 0; 2008 Qtr 1: 0; 2008 Qtr 2: 0; 2008 Qtr 3: 0; 2008 Qtr 4: 0 | 3
0 | 253050-Comm. HP <65k three phase unitary |  | 10 | Commercial | 14-MLI-Manufacturing–LightIndustry-COOL | 0 |  |  |  |  | 959.2869 | 0 | 50 | 0 | 0 | 909.2869 | 416.612 |  | kWh | 0.22516 | 0 | Commercial |  | Annual | [5 empty] | 15 | 0.8 |  |  |  | 1 | 0 | 5 | 0 | 0 | 0 | 0 | 0 | 0 | 0 | 0 | 0 | 2006 Qtr 1: 0; 2006 Qtr 2: 0; 2006 Qtr 3: 0; 2006 Qtr 4: 0; 2007 Qtr 1: 0; 2007 Qtr 2: 0; 2007 Qtr 3: 0; 2007 Qtr 4: 5; 2008 Qtr 1: 0; 2008 Qtr 2: 0; 2008 Qtr 3: 0; 2008 Qtr 4: 0 | 5
0 | 253050-Comm. HP <65k three phase unitary |  | 10 | Commercial | 01-ALC-AllCommercial-Cooling | 0 |  |  |  |  | 959.2869 | 0 | 50 | 0 | 0 | 909.2869 | 416.612 |  | kWh | 0.22516 | 0 | Commercial |  | Annual | [5 empty] | 15 | 0.8 |  |  |  | 1 | 0 | 4 | 0 | 0 | 0 | 0 | 0 | 0 | 0 | 0 | 0 | 2006 Qtr 1: 0; 2006 Qtr 2: 0; 2006 Qtr 3: 0; 2006 Qtr 4: 0; 2007 Qtr 1: 0; 2007 Qtr 2: 0; 2007 Qtr 3: 4; 2007 Qtr 4: 0; 2008 Qtr 1: 0; 2008 Qtr 2: 0; 2008 Qtr 3: 0; 2008 Qtr 4: 0 | 4
0 | 253050-Comm. HP <65k three phase unitary |  | 10 | Commercial | 01-ALC-AllCommercial-Cooling | 0 |  |  |  |  | 959.2869 | 0 | 50 | 0 | 0 | 909.2869 | 416.612 |  | kWh | 0.22516 | 0 | Commercial |  | Annual | [5 empty] | 15 | 0.8 |  |  |  | 1 | 0 | 4 | 0 | 0 | 0 | 0 | 0 | 0 | 0 | 0 | 0 | 2006 Qtr 1: 0; 2006 Qtr 2: 0; 2006 Qtr 3: 0; 2006 Qtr 4: 0; 2007 Qtr 1: 0; 2007 Qtr 2: 0; 2007 Qtr 3: 4; 2007 Qtr 4: 0; 2008 Qtr 1: 0; 2008 Qtr 2: 0; 2008 Qtr 3: 0; 2008 Qtr 4: 0 | 4
0 | 253050-Comm. HP <65k three phase unitary |  | 10 | Commercial | 01-ALC-AllCommercial-Cooling | 0 |  |  |  |  | 959.2869 | 0 | 50 | 0 | 0 | 909.2869 | 416.612 |  | kWh | 0.22516 | 0 | Commercial |  | Annual | [5 empty] | 15 | 0.8 |  |  |  | 1 | 0 | 4 | 0 | 0 | 0 | 0 | 0 | 0 | 0 | 0 | 0 | 2006 Qtr 1: 0; 2006 Qtr 2: 0; 2006 Qtr 3: 0; 2006 Qtr 4: 0; 2007 Qtr 1: 0; 2007 Qtr 2: 0; 2007 Qtr 3: 4; 2007 Qtr 4: 0; 2008 Qtr 1: 0; 2008 Qtr 2: 0; 2008 Qtr 3: 0; 2008 Qtr 4: 0 | 4
0 | 253050-Comm. HP <65k three phase unitary |  | 10 | Commercial | 01-ALC-AllCommercial-Cooling | 0 |  |  |  |  | 959.2869 | 0 | 50 | 0 | 0 | 909.2869 | 416.612 |  | kWh | 0.22516 | 0 | Commercial |  | Annual | [5 empty] | 15 | 0.8 |  |  |  | 1 | 0 | 5 | 0 | 0 | 0 | 0 | 0 | 0 | 0 | 0 | 0 | 2006 Qtr 1: 0; 2006 Qtr 2: 0; 2006 Qtr 3: 0; 2006 Qtr 4: 0; 2007 Qtr 1: 0; 2007 Qtr 2: 0; 2007 Qtr 3: 5; 2007 Qtr 4: 0; 2008 Qtr 1: 0; 2008 Qtr 2: 0; 2008 Qtr 3: 0; 2008 Qtr 4: 0 | 5
0 | 253050-Comm. HP <65k three phase unitary |  | 10 | Commercial | 01-ALC-AllCommercial-Cooling | 0 |  |  |  |  | 959.2869 | 0 | 50 | 0 | 0 | 909.2869 | 416.612 |  | kWh | 0.22516 | 0 | Commercial |  | Annual | [5 empty] | 15 | 0.8 |  |  |  | 1 | 0 | 4 | 0 | 0 | 0 | 0 | 0 | 0 | 0 | 0 | 0 | 2006 Qtr 1: 0; 2006 Qtr 2: 0; 2006 Qtr 3: 0; 2006 Qtr 4: 0; 2007 Qtr 1: 0; 2007 Qtr 2: 0; 2007 Qtr 3: 0; 2007 Qtr 4: 4; 2008 Qtr 1: 0; 2008 Qtr 2: 0; 2008 Qtr 3: 0; 2008 Qtr 4: 0 | 4
0 | 253050-Comm. HP <65k three phase unitary |  | 10 | Commercial | 01-ALC-AllCommercial-Cooling | 0 |  |  |  |  | 959.2869 | 0 | 50 | 0 | 0 | 909.2869 | 416.612 |  | kWh | 0.22516 | 0 | Commercial |  | Annual | [5 empty] | 15 | 0.8 |  |  |  | 1 | 0 | 4 | 0 | 0 | 0 | 0 | 0 | 0 | 0 | 0 | 0 | 2006 Qtr 1: 0; 2006 Qtr 2: 0; 2006 Qtr 3: 0; 2006 Qtr 4: 0; 2007 Qtr 1: 0; 2007 Qtr 2: 0; 2007 Qtr 3: 0; 2007 Qtr 4: 4; 2008 Qtr 1: 0; 2008 Qtr 2: 0; 2008 Qtr 3: 0; 2008 Qtr 4: 0 | 4
0 | 253050-Comm. HP <65k three phase unitary |  | 10 | Commercial | 01-ALC-AllCommercial-Cooling | 0 |  |  |  |  | 959.2869 | 0 | 50 | 0 | 0 | 909.2869 | 416.612 |  | kWh | 0.22516 | 0 | Commercial |  | Annual | [5 empty] | 15 | 0.8 |  |  |  | 1 | 0 | 4 | 0 | 0 | 0 | 0 | 0 | 0 | 0 | 0 | 0 | 2006 Qtr 1: 0; 2006 Qtr 2: 0; 2006 Qtr 3: 0; 2006 Qtr 4: 0; 2007 Qtr 1: 0; 2007 Qtr 2: 0; 2007 Qtr 3: 0; 2007 Qtr 4: 4; 2008 Qtr 1: 0; 2008 Qtr 2: 0; 2008 Qtr 3: 0; 2008 Qtr 4: 0 | 4
0 | 253050-Comm. HP <65k three phase unitary |  | 10 | Commercial | 01-ALC-AllCommercial-Cooling | 0 |  |  |  |  | 959.2869 | 0 | 50 | 0 | 0 | 909.2869 | 416.612 |  | kWh | 0.22516 | 0 | Commercial |  | Annual | [5 empty] | 15 | 0.8 |  |  |  | 1 | 0 | 4 | 0 | 0 | 0 | 0 | 0 | 0 | 0 | 0 | 0 | 2006 Qtr 1: 0; 2006 Qtr 2: 0; 2006 Qtr 3: 0; 2006 Qtr 4: 0; 2007 Qtr 1: 0; 2007 Qtr 2: 0; 2007 Qtr 3: 0; 2007 Qtr 4: 4; 2008 Qtr 1: 0; 2008 Qtr 2: 0; 2008 Qtr 3: 0; 2008 Qtr 4: 0 | 4
0 | 253050-Comm. HP <65k three phase unitary |  | 10 | Commercial | 01-ALC-AllCommercial-Cooling | 0 |  |  |  |  | 959.2869 | 0 | 50 | 0 | 0 | 909.2869 | 416.612 |  | kWh | 0.22516 | 0 | Commercial |  | Annual | [5 empty] | 15 | 0.8 |  |  |  | 1 | 0 | 4 | 0 | 0 | 0 | 0 | 0 | 0 | 0 | 0 | 0 | 2006 Qtr 1: 0; 2006 Qtr 2: 0; 2006 Qtr 3: 0; 2006 Qtr 4: 0; 2007 Qtr 1: 0; 2007 Qtr 2: 0; 2007 Qtr 3: 0; 2007 Qtr 4: 4; 2008 Qtr 1: 0; 2008 Qtr 2: 0; 2008 Qtr 3: 0; 2008 Qtr 4: 0 | 4
0 | 253050-Comm. HP <65k three phase unitary |  | 10 | Commercial | 01-ALC-AllCommercial-Cooling | 0 |  |  |  |  | 959.2869 | 0 | 50 | 0 | 0 | 909.2869 | 416.612 |  | kWh | 0.22516 | 0 | Commercial |  | Annual | [5 empty] | 15 | 0.8 |  |  |  | 1 | 0 | 5 | 0 | 0 | 0 | 0 | 0 | 0 | 0 | 0 | 0 | 2006 Qtr 1: 0; 2006 Qtr 2: 0; 2006 Qtr 3: 0; 2006 Qtr 4: 0; 2007 Qtr 1: 0; 2007 Qtr 2: 0; 2007 Qtr 3: 0; 2007 Qtr 4: 5; 2008 Qtr 1: 0; 2008 Qtr 2: 0; 2008 Qtr 3: 0; 2008 Qtr 4: 0 | 5
0 | 253050-Comm. HP <65k three phase unitary |  | 10 | Commercial | 01-ALC-AllCommercial-Cooling | 0 |  |  |  |  | 959.2869 | 0 | 50 | 0 | 0 | 909.2869 | 416.612 |  | kWh | 0.22516 | 0 | Commercial |  | Annual | [5 empty] | 15 | 0.8 |  |  |  | 1 | 0 | 5 | 0 | 0 | 0 | 0 | 0 | 0 | 0 | 0 | 0 | 2006 Qtr 1: 0; 2006 Qtr 2: 0; 2006 Qtr 3: 0; 2006 Qtr 4: 0; 2007 Qtr 1: 0; 2007 Qtr 2: 0; 2007 Qtr 3: 0; 2007 Qtr 4: 5; 2008 Qtr 1: 0; 2008 Qtr 2: 0; 2008 Qtr 3: 0; 2008 Qtr 4: 0 | 5
0 | 253050-Comm. HP <65k three phase unitary |  | 10 | Commercial | 01-ALC-AllCommercial-Cooling | 0 |  |  |  |  | 959.2869 | 0 | 50 | 0 | 0 | 909.2869 | 416.612 |  | kWh | 0.22516 | 0 | Commercial |  | Annual | [5 empty] | 15 | 0.8 |  |  |  | 1 | 0 | 5 | 0 | 0 | 0 | 0 | 0 | 0 | 0 | 0 | 0 | 2006 Qtr 1: 0; 2006 Qtr 2: 0; 2006 Qtr 3: 0; 2006 Qtr 4: 0; 2007 Qtr 1: 0; 2007 Qtr 2: 0; 2007 Qtr 3: 0; 2007 Qtr 4: 5; 2008 Qtr 1: 0; 2008 Qtr 2: 0; 2008 Qtr 3: 0; 2008 Qtr 4: 0 | 5
0 | 253050-Comm. HP <65k three phase unitary |  | 10 | Commercial | 01-ALC-AllCommercial-Cooling | 0 |  |  |  |  | 959.2869 | 0 | 50 | 0 | 0 | 909.2869 | 416.612 |  | kWh | 0.22516 | 0 | Commercial |  | Annual | [5 empty] | 15 | 0.8 |  |  |  | 1 | 0 | 4 | 0 | 0 | 0 | 0 | 0 | 0 | 0 | 0 | 0 | 2006 Qtr 1: 0; 2006 Qtr 2: 0; 2006 Qtr 3: 0; 2006 Qtr 4: 0; 2007 Qtr 1: 0; 2007 Qtr 2: 0; 2007 Qtr 3: 0; 2007 Qtr 4: 4; 2008 Qtr 1: 0; 2008 Qtr 2: 0; 2008 Qtr 3: 0; 2008 Qtr 4: 0 | 4
0 | 253050-Comm. HP <65k three phase unitary |  | 10 | Commercial | 01-ALC-AllCommercial-Cooling | 0 |  |  |  |  | 959.2869 | 0 | 50 | 0 | 0 | 909.2869 | 416.612 |  | kWh | 0.22516 | 0 | Commercial |  | Annual | [5 empty] | 15 | 0.8 |  |  |  | 1 | 0 | 4 | 0 | 0 | 0 | 0 | 0 | 0 | 0 | 0 | 0 | 2006 Qtr 1: 0; 2006 Qtr 2: 0; 2006 Qtr 3: 0; 2006 Qtr 4: 0; 2007 Qtr 1: 0; 2007 Qtr 2: 0; 2007 Qtr 3: 0; 2007 Qtr 4: 4; 2008 Qtr 1: 0; 2008 Qtr 2: 0; 2008 Qtr 3: 0; 2008 Qtr 4: 0 | 4
0 | 253050-Comm. HP <65k three phase unitary |  | 10 | Commercial | 01-ALC-AllCommercial-Cooling | 0 |  |  |  |  | 959.2869 | 0 | 50 | 0 | 0 | 909.2869 | 416.612 |  | kWh | 0.22516 | 0 | Commercial |  | Annual | [5 empty] | 15 | 0.8 |  |  |  | 1 | 0 | 3 | 0 | 0 | 0 | 0 | 0 | 0 | 0 | 0 | 0 | 2006 Qtr 1: 0; 2006 Qtr 2: 0; 2006 Qtr 3: 0; 2006 Qtr 4: 0; 2007 Qtr 1: 0; 2007 Qtr 2: 0; 2007 Qtr 3: 0; 2007 Qtr 4: 3; 2008 Qtr 1: 0; 2008 Qtr 2: 0; 2008 Qtr 3: 0; 2008 Qtr 4: 0 | 3
0 | 253050-Comm. HP <65k three phase unitary |  | 10 | Commercial | 01-ALC-AllCommercial-Cooling | 0 |  |  |  |  | 959.2869 | 0 | 50 | 0 | 0 | 909.2869 | 416.612 |  | kWh | 0.22516 | 0 | Commercial |  | Annual | [5 empty] | 15 | 0.8 |  |  |  | 1 | 0 | 4 | 0 | 0 | 0 | 0 | 0 | 0 | 0 | 0 | 0 | 2006 Qtr 1: 0; 2006 Qtr 2: 0; 2006 Qtr 3: 0; 2006 Qtr 4: 0; 2007 Qtr 1: 0; 2007 Qtr 2: 0; 2007 Qtr 3: 0; 2007 Qtr 4: 4; 2008 Qtr 1: 0; 2008 Qtr 2: 0; 2008 Qtr 3: 0; 2008 Qtr 4: 0 | 4
0 | 253050-Comm. HP <65k three phase unitary |  | 10 | Commercial | 01-ALC-AllCommercial-Cooling | 0 |  |  |  |  | 959.2869 | 0 | 50 | 0 | 0 | 909.2869 | 416.612 |  | kWh | 0.22516 | 0 | Commercial |  | Annual | [5 empty] | 15 | 0.8 |  |  |  | 1 | 0 | 3 | 0 | 0 | 0 | 0 | 0 | 0 | 0 | 0 | 0 | 2006 Qtr 1: 0; 2006 Qtr 2: 0; 2006 Qtr 3: 0; 2006 Qtr 4: 0; 2007 Qtr 1: 0; 2007 Qtr 2: 0; 2007 Qtr 3: 0; 2007 Qtr 4: 3; 2008 Qtr 1: 0; 2008 Qtr 2: 0; 2008 Qtr 3: 0; 2008 Qtr 4: 0 | 3
0 | 253050-Comm. HP <65k three phase unitary |  | 10 | Commercial | 01-ALC-AllCommercial-Cooling | 0 |  |  |  |  | 959.2869 | 0 | 50 | 0 | 0 | 909.2869 | 416.612 |  | kWh | 0.22516 | 0 | Commercial |  | Annual | [5 empty] | 15 | 0.8 |  |  |  | 1 | 0 | 5 | 0 | 0 | 0 | 0 | 0 | 0 | 0 | 0 | 0 | 2006 Qtr 1: 0; 2006 Qtr 2: 0; 2006 Qtr 3: 0; 2006 Qtr 4: 0; 2007 Qtr 1: 0; 2007 Qtr 2: 0; 2007 Qtr 3: 0; 2007 Qtr 4: 5; 2008 Qtr 1: 0; 2008 Qtr 2: 0; 2008 Qtr 3: 0; 2008 Qtr 4: 0 | 5
0 | 253050-Comm. HP <65k three phase unitary |  | 10 | Commercial | 01-ALC-AllCommercial-Cooling | 0 |  |  |  |  | 959.2869 | 0 | 50 | 0 | 0 | 909.2869 | 416.612 |  | kWh | 0.22516 | 0 | Commercial |  | Annual | [5 empty] | 15 | 0.8 |  |  |  | 1 | 0 | 3 | 0 | 0 | 0 | 0 | 0 | 0 | 0 | 0 | 0 | 2006 Qtr 1: 0; 2006 Qtr 2: 0; 2006 Qtr 3: 0; 2006 Qtr 4: 0; 2007 Qtr 1: 0; 2007 Qtr 2: 0; 2007 Qtr 3: 0; 2007 Qtr 4: 3; 2008 Qtr 1: 0; 2008 Qtr 2: 0; 2008 Qtr 3: 0; 2008 Qtr 4: 0 | 3
0 | 253050-Comm. HP <65k three phase unitary |  | 10 | Commercial | 01-ALC-AllCommercial-Cooling | 0 |  |  |  |  | 959.2869 | 0 | 50 | 0 | 0 | 909.2869 | 416.612 |  | kWh | 0.22516 | 0 | Commercial |  | Annual | [5 empty] | 15 | 0.8 |  |  |  | 1 | 0 | 5 | 0 | 0 | 0 | 0 | 0 | 0 | 0 | 0 | 0 | 2006 Qtr 1: 0; 2006 Qtr 2: 0; 2006 Qtr 3: 0; 2006 Qtr 4: 0; 2007 Qtr 1: 0; 2007 Qtr 2: 0; 2007 Qtr 3: 0; 2007 Qtr 4: 5; 2008 Qtr 1: 0; 2008 Qtr 2: 0; 2008 Qtr 3: 0; 2008 Qtr 4: 0 | 5
0 | 253050-Comm. HP <65k three phase unitary |  | 10 | Commercial | 01-ALC-AllCommercial-Cooling | 0 |  |  |  |  | 959.2869 | 0 | 50 | 0 | 0 | 909.2869 | 416.612 |  | kWh | 0.22516 | 0 | Commercial |  | Annual | [5 empty] | 15 | 0.8 |  |  |  | 1 | 0 | 5 | 0 | 0 | 0 | 0 | 0 | 0 | 0 | 0 | 0 | 2006 Qtr 1: 0; 2006 Qtr 2: 0; 2006 Qtr 3: 0; 2006 Qtr 4: 0; 2007 Qtr 1: 0; 2007 Qtr 2: 0; 2007 Qtr 3: 0; 2007 Qtr 4: 5; 2008 Qtr 1: 0; 2008 Qtr 2: 0; 2008 Qtr 3: 0; 2008 Qtr 4: 0 | 5
0 | 253050-Comm. HP <65k three phase unitary |  | 10 | Commercial | 01-ALC-AllCommercial-Cooling | 0 |  |  |  |  | 959.2869 | 0 | 50 | 0 | 0 | 909.2869 | 416.612 |  | kWh | 0.22516 | 0 | Commercial |  | Annual | [5 empty] | 15 | 0.8 |  |  |  | 1 | 0 | 5 | 0 | 0 | 0 | 0 | 0 | 0 | 0 | 0 | 0 | 2006 Qtr 1: 0; 2006 Qtr 2: 0; 2006 Qtr 3: 0; 2006 Qtr 4: 0; 2007 Qtr 1: 0; 2007 Qtr 2: 0; 2007 Qtr 3: 0; 2007 Qtr 4: 5; 2008 Qtr 1: 0; 2008 Qtr 2: 0; 2008 Qtr 3: 0; 2008 Qtr 4: 0 | 5
0 | 253050-Comm. HP <65k three phase unitary |  | 10 | Commercial | 01-ALC-AllCommercial-Cooling | 0 |  |  |  |  | 959.2869 | 0 | 50 | 0 | 0 | 909.2869 | 416.612 |  | kWh | 0.22516 | 0 | Commercial |  | Annual | [5 empty] | 15 | 0.8 |  |  |  | 1 | 0 | 5 | 0 | 0 | 0 | 0 | 0 | 0 | 0 | 0 | 0 | 2006 Qtr 1: 0; 2006 Qtr 2: 0; 2006 Qtr 3: 0; 2006 Qtr 4: 0; 2007 Qtr 1: 0; 2007 Qtr 2: 0; 2007 Qtr 3: 0; 2007 Qtr 4: 5; 2008 Qtr 1: 0; 2008 Qtr 2: 0; 2008 Qtr 3: 0; 2008 Qtr 4: 0 | 5
0 | 253050-Comm. HP <65k three phase unitary |  | 10 | Commercial | 01-ALC-AllCommercial-Cooling | 0 |  |  |  |  | 959.2869 | 0 | 50 | 0 | 0 | 909.2869 | 416.612 |  | kWh | 0.22516 | 0 | Commercial |  | Annual | [5 empty] | 15 | 0.8 |  |  |  | 1 | 0 | 5 | 0 | 0 | 0 | 0 | 0 | 0 | 0 | 0 | 0 | 2006 Qtr 1: 0; 2006 Qtr 2: 0; 2006 Qtr 3: 0; 2006 Qtr 4: 0; 2007 Qtr 1: 0; 2007 Qtr 2: 0; 2007 Qtr 3: 0; 2007 Qtr 4: 5; 2008 Qtr 1: 0; 2008 Qtr 2: 0; 2008 Qtr 3: 0; 2008 Qtr 4: 0 | 5
0 | 253050-Comm. HP <65k three phase unitary |  | 10 | Commercial | 01-ALC-AllCommercial-Cooling | 0 |  |  |  |  | 959.2869 | 0 | 50 | 0 | 0 | 909.2869 | 416.612 |  | kWh | 0.22516 | 0 | Commercial |  | Annual | [5 empty] | 15 | 0.8 |  |  |  | 1 | 0 | 5 | 0 | 0 | 0 | 0 | 0 | 0 | 0 | 0 | 0 | 2006 Qtr 1: 0; 2006 Qtr 2: 0; 2006 Qtr 3: 0; 2006 Qtr 4: 0; 2007 Qtr 1: 0; 2007 Qtr 2: 0; 2007 Qtr 3: 0; 2007 Qtr 4: 5; 2008 Qtr 1: 0; 2008 Qtr 2: 0; 2008 Qtr 3: 0; 2008 Qtr 4: 0 | 5
0 | 253050-Comm. HP <65k three phase unitary |  | 10 | Commercial | 01-ALC-AllCommercial-Cooling | 0 |  |  |  |  | 959.2869 | 0 | 50 | 0 | 0 | 909.2869 | 416.612 |  | kWh | 0.22516 | 0 | Commercial |  | Annual | [5 empty] | 15 | 0.8 |  |  |  | 1 | 0 | 5 | 0 | 0 | 0 | 0 | 0 | 0 | 0 | 0 | 0 | 2006 Qtr 1: 0; 2006 Qtr 2: 0; 2006 Qtr 3: 0; 2006 Qtr 4: 0; 2007 Qtr 1: 0; 2007 Qtr 2: 0; 2007 Qtr 3: 0; 2007 Qtr 4: 5; 2008 Qtr 1: 0; 2008 Qtr 2: 0; 2008 Qtr 3: 0; 2008 Qtr 4: 0 | 5
0 | 253050-Comm. HP <65k three phase unitary |  | 10 | Commercial | 01-ALC-AllCommercial-Cooling | 0 |  |  |  |  | 959.2869 | 0 | 50 | 0 | 0 | 909.2869 | 416.612 |  | kWh | 0.22516 | 0 | Commercial |  | Annual | [5 empty] | 15 | 0.8 |  |  |  | 1 | 0 | 5 | 0 | 0 | 0 | 0 | 0 | 0 | 0 | 0 | 0 | 2006 Qtr 1: 0; 2006 Qtr 2: 0; 2006 Qtr 3: 0; 2006 Qtr 4: 0; 2007 Qtr 1: 0; 2007 Qtr 2: 0; 2007 Qtr 3: 0; 2007 Qtr 4: 5; 2008 Qtr 1: 0; 2008 Qtr 2: 0; 2008 Qtr 3: 0; 2008 Qtr 4: 0 | 5
0 | 253050-Comm. HP <65k three phase unitary |  | 10 | Commercial | 01-ALC-AllCommercial-Cooling | 0 |  |  |  |  | 959.2869 | 0 | 50 | 0 | 0 | 909.2869 | 416.612 |  | kWh | 0.22516 | 0 | Commercial |  | Annual | [5 empty] | 15 | 0.8 |  |  |  | 1 | 0 | 4 | 0 | 0 | 0 | 0 | 0 | 0 | 0 | 0 | 0 | 2006 Qtr 1: 0; 2006 Qtr 2: 0; 2006 Qtr 3: 0; 2006 Qtr 4: 0; 2007 Qtr 1: 0; 2007 Qtr 2: 0; 2007 Qtr 3: 0; 2007 Qtr 4: 4; 2008 Qtr 1: 0; 2008 Qtr 2: 0; 2008 Qtr 3: 0; 2008 Qtr 4: 0 | 4
0 | 253050-Comm. HP <65k three phase unitary |  | 10 | Commercial | 01-ALC-AllCommercial-Cooling | 0 |  |  |  |  | 959.2869 | 0 | 50 | 0 | 0 | 909.2869 | 416.612 |  | kWh | 0.22516 | 0 | Commercial |  | Annual | [5 empty] | 15 | 0.8 |  |  |  | 1 | 0 | 4 | 0 | 0 | 0 | 0 | 0 | 0 | 0 | 0 | 0 | 2006 Qtr 1: 0; 2006 Qtr 2: 0; 2006 Qtr 3: 0; 2006 Qtr 4: 0; 2007 Qtr 1: 0; 2007 Qtr 2: 0; 2007 Qtr 3: 0; 2007 Qtr 4: 4; 2008 Qtr 1: 0; 2008 Qtr 2: 0; 2008 Qtr 3: 0; 2008 Qtr 4: 0 | 4
0 | 253050-Comm. HP <65k three phase unitary |  | 10 | Commercial | 01-ALC-AllCommercial-Cooling | 0 |  |  |  |  | 959.2869 | 0 | 50 | 0 | 0 | 909.2869 | 416.612 |  | kWh | 0.22516 | 0 | Commercial |  | Annual | [5 empty] | 15 | 0.8 |  |  |  | 1 | 0 | 3 | 0 | 0 | 0 | 0 | 0 | 0 | 0 | 0 | 0 | 2006 Qtr 1: 0; 2006 Qtr 2: 0; 2006 Qtr 3: 0; 2006 Qtr 4: 0; 2007 Qtr 1: 0; 2007 Qtr 2: 0; 2007 Qtr 3: 0; 2007 Qtr 4: 3; 2008 Qtr 1: 0; 2008 Qtr 2: 0; 2008 Qtr 3: 0; 2008 Qtr 4: 0 | 3
0 | 253050-Comm. HP <65k three phase unitary |  | 10 | Commercial | 01-ALC-AllCommercial-Cooling | 0 |  |  |  |  | 959.2869 | 0 | 50 | 0 | 0 | 909.2869 | 416.612 |  | kWh | 0.22516 | 0 | Commercial |  | Annual | [5 empty] | 15 | 0.8 |  |  |  | 1 | 0 | 3 | 0 | 0 | 0 | 0 | 0 | 0 | 0 | 0 | 0 | 2006 Qtr 1: 0; 2006 Qtr 2: 0; 2006 Qtr 3: 0; 2006 Qtr 4: 0; 2007 Qtr 1: 0; 2007 Qtr 2: 0; 2007 Qtr 3: 0; 2007 Qtr 4: 3; 2008 Qtr 1: 0; 2008 Qtr 2: 0; 2008 Qtr 3: 0; 2008 Qtr 4: 0 | 3
0 | 253051-Comm. HP 65k to 134k |  | 7 | Commercial | 01-ALC-AllCommercial-Cooling | 0 |  |  |  |  | 1020.2447 | 0 | 26.7857 | 0 | 0 | 993.459 | 326.728 |  | kWh | 0.15696 | 0 | Commercial |  | Annual | [5 empty] | 15 | 0.8 |  |  |  | 1 | 0 | 7 | 0 | 0 | 0 | 0 | 0 | 0 | 0 | 0 | 0 | 2006 Qtr 1: 0; 2006 Qtr 2: 0; 2006 Qtr 3: 0; 2006 Qtr 4: 0; 2007 Qtr 1: 0; 2007 Qtr 2: 0; 2007 Qtr 3: 7; 2007 Qtr 4: 0; 2008 Qtr 1: 0; 2008 Qtr 2: 0; 2008 Qtr 3: 0; 2008 Qtr 4: 0 | 7
0 | 253051-Comm. HP 65k to 134k |  | 7 | Commercial | 01-ALC-AllCommercial-Cooling | 0 |  |  |  |  | 1020.2447 | 0 | 26.7857 | 0 | 0 | 993.459 | 326.728 |  | kWh | 0.15696 | 0 | Commercial |  | Annual | [5 empty] | 15 | 0.8 |  |  |  | 1 | 0 | 7 | 0 | 0 | 0 | 0 | 0 | 0 | 0 | 0 | 0 | 2006 Qtr 1: 0; 2006 Qtr 2: 0; 2006 Qtr 3: 0; 2006 Qtr 4: 0; 2007 Qtr 1: 0; 2007 Qtr 2: 0; 2007 Qtr 3: 7; 2007 Qtr 4: 0; 2008 Qtr 1: 0; 2008 Qtr 2: 0; 2008 Qtr 3: 0; 2008 Qtr 4: 0 | 7
0 | 253051-Comm. HP 65k to 134k |  | 7 | Commercial | 01-ALC-AllCommercial-Cooling | 0 |  |  |  |  | 1020.2447 | 0 | 26.7857 | 0 | 0 | 993.459 | 326.728 |  | kWh | 0.15696 | 0 | Commercial |  | Annual | [5 empty] | 15 | 0.8 |  |  |  | 1 | 0 | 7 | 0 | 0 | 0 | 0 | 0 | 0 | 0 | 0 | 0 | 2006 Qtr 1: 0; 2006 Qtr 2: 0; 2006 Qtr 3: 0; 2006 Qtr 4: 0; 2007 Qtr 1: 0; 2007 Qtr 2: 0; 2007 Qtr 3: 7; 2007 Qtr 4: 0; 2008 Qtr 1: 0; 2008 Qtr 2: 0; 2008 Qtr 3: 0; 2008 Qtr 4: 0 | 7
0 | 253051-Comm. HP 65k to 134k |  | 7 | Commercial | 01-ALC-AllCommercial-Cooling | 0 |  |  |  |  | 1020.2447 | 0 | 25 | 0 | 0 | 995.2447 | 326.728 |  | kWh | 0.15696 | 0 | Commercial |  | Annual | [5 empty] | 15 | 0.8 |  |  |  | 1 | 0 | 6 | 0 | 0 | 0 | 0 | 0 | 0 | 0 | 0 | 0 | 2006 Qtr 1: 0; 2006 Qtr 2: 0; 2006 Qtr 3: 0; 2006 Qtr 4: 0; 2007 Qtr 1: 0; 2007 Qtr 2: 0; 2007 Qtr 3: 6; 2007 Qtr 4: 0; 2008 Qtr 1: 0; 2008 Qtr 2: 0; 2008 Qtr 3: 0; 2008 Qtr 4: 0 | 6
0 | 253051-Comm. HP 65k to 134k |  | 7 | Commercial | 01-ALC-AllCommercial-Cooling | 0 |  |  |  |  | 1020.2447 | 0 | 26.7857 | 0 | 0 | 993.459 | 326.728 |  | kWh | 0.15696 | 0 | Commercial |  | Annual | [5 empty] | 15 | 0.8 |  |  |  | 1 | 0 | 7 | 0 | 0 | 0 | 0 | 0 | 0 | 0 | 0 | 0 | 2006 Qtr 1: 0; 2006 Qtr 2: 0; 2006 Qtr 3: 0; 2006 Qtr 4: 0; 2007 Qtr 1: 0; 2007 Qtr 2: 0; 2007 Qtr 3: 7; 2007 Qtr 4: 0; 2008 Qtr 1: 0; 2008 Qtr 2: 0; 2008 Qtr 3: 0; 2008 Qtr 4: 0 | 7
0 | 253057-Comm. AC <65k single phase split ER to code |  | 7 | Commercial | 01-ALC-AllCommercial-Cooling | 0 |  |  |  |  | 0 | 0 | 97.22 | 0 | 0 | -97.22 | 201 |  | kWh | 0.166 | 0 | Commercial |  | Annual | [5 empty] | 5 | 0.8 |  |  |  | 1 | 0 | 2 | 0 | 0 | 0 | 0 | 0 | 0 | 0 | 0 | 0 | 2006 Qtr 1: 0; 2006 Qtr 2: 0; 2006 Qtr 3: 0; 2006 Qtr 4: 0; 2007 Qtr 1: 0; 2007 Qtr 2: 0; 2007 Qtr 3: 2; 2007 Qtr 4: 0; 2008 Qtr 1: 0; 2008 Qtr 2: 0; 2008 Qtr 3: 0; 2008 Qtr 4: 0 | 2
0 | 253057-Comm. AC <65k single phase split ER to code |  | 7 | Commercial | 01-ALC-AllCommercial-Cooling | 0 |  |  |  |  | 0 | 0 | 97.22 | 0 | 0 | -97.22 | 201 |  | kWh | 0.166 | 0 | Commercial |  | Annual | [5 empty] | 5 | 0.8 |  |  |  | 1 | 0 | 2 | 0 | 0 | 0 | 0 | 0 | 0 | 0 | 0 | 0 | 2006 Qtr 1: 0; 2006 Qtr 2: 0; 2006 Qtr 3: 0; 2006 Qtr 4: 0; 2007 Qtr 1: 0; 2007 Qtr 2: 0; 2007 Qtr 3: 2; 2007 Qtr 4: 0; 2008 Qtr 1: 0; 2008 Qtr 2: 0; 2008 Qtr 3: 0; 2008 Qtr 4: 0 | 2
0 | 253058-Comm. AC <65k single phase split ER to code |  | 14 | Commercial | 24-RTS-Retail–Small-COOL | 0 |  |  |  |  | 0 | 0 | 97.22 | 0 | 0 | -97.22 | 414 |  | kWh | 0.374 | 0 | Commercial |  | Annual | [5 empty] | 5 | 0.8 |  |  |  | 1 | 0 | 5 | 0 | 0 | 0 | 0 | 0 | 0 | 0 | 0 | 0 | 2006 Qtr 1: 0; 2006 Qtr 2: 0; 2006 Qtr 3: 0; 2006 Qtr 4: 0; 2007 Qtr 1: 0; 2007 Qtr 2: 0; 2007 Qtr 3: 5; 2007 Qtr 4: 0; 2008 Qtr 1: 0; 2008 Qtr 2: 0; 2008 Qtr 3: 0; 2008 Qtr 4: 0 | 5
0 | 253058-Comm. AC <65k single phase split ER to code |  | 14 | Commercial | 24-RTS-Retail–Small-COOL | 0 |  |  |  |  | 0 | 0 | 97.22 | 0 | 0 | -97.22 | 414 |  | kWh | 0.374 | 0 | Commercial |  | Annual | [5 empty] | 5 | 0.8 |  |  |  | 1 | 0 | 5 | 0 | 0 | 0 | 0 | 0 | 0 | 0 | 0 | 0 | 2006 Qtr 1: 0; 2006 Qtr 2: 0; 2006 Qtr 3: 0; 2006 Qtr 4: 0; 2007 Qtr 1: 0; 2007 Qtr 2: 0; 2007 Qtr 3: 5; 2007 Qtr 4: 0; 2008 Qtr 1: 0; 2008 Qtr 2: 0; 2008 Qtr 3: 0; 2008 Qtr 4: 0 | 5
0 | 253058-Comm. AC <65k single phase split ER to code |  | 14 | Commercial | 24-RTS-Retail–Small-COOL | 0 |  |  |  |  | 0 | 0 | 97.22 | 0 | 0 | -97.22 | 414 |  | kWh | 0.374 | 0 | Commercial |  | Annual | [5 empty] | 5 | 0.8 |  |  |  | 1 | 0 | 5 | 0 | 0 | 0 | 0 | 0 | 0 | 0 | 0 | 0 | 2006 Qtr 1: 0; 2006 Qtr 2: 0; 2006 Qtr 3: 0; 2006 Qtr 4: 0; 2007 Qtr 1: 0; 2007 Qtr 2: 0; 2007 Qtr 3: 5; 2007 Qtr 4: 0; 2008 Qtr 1: 0; 2008 Qtr 2: 0; 2008 Qtr 3: 0; 2008 Qtr 4: 0 | 5
0 | 253059-Comm. AC <65k single phase split ER above code |  | 10 | Commercial | 14-MLI-Manufacturing–LightIndustry-COOL | 0 |  |  |  |  | 642.1695 | 0 | 40 | 0 | 0 | 602.1695 | 356 |  | kWh | 0.355 | 0 | Commercial |  | Annual | [5 empty] | 15 | 0.8 |  |  |  | 1 | 0 | 4 | 0 | 0 | 0 | 0 | 0 | 0 | 0 | 0 | 0 | 2006 Qtr 1: 0; 2006 Qtr 2: 0; 2006 Qtr 3: 0; 2006 Qtr 4: 0; 2007 Qtr 1: 0; 2007 Qtr 2: 0; 2007 Qtr 3: 0; 2007 Qtr 4: 4; 2008 Qtr 1: 0; 2008 Qtr 2: 0; 2008 Qtr 3: 0; 2008 Qtr 4: 0 | 4
0 | 253059-Comm. AC <65k single phase split ER above code |  | 7 | Commercial | 01-ALC-AllCommercial-Cooling | 0 |  |  |  |  | 642.1695 | 0 | 121.525 | 0 | 0 | 520.6445 | 201 |  | kWh | 0.166 | 0 | Commercial |  | Annual | [5 empty] | 15 | 0.8 |  |  |  | 1 | 0 | 2 | 0 | 0 | 0 | 0 | 0 | 0 | 0 | 0 | 0 | 2006 Qtr 1: 0; 2006 Qtr 2: 0; 2006 Qtr 3: 0; 2006 Qtr 4: 0; 2007 Qtr 1: 0; 2007 Qtr 2: 0; 2007 Qtr 3: 0; 2007 Qtr 4: 2; 2008 Qtr 1: 0; 2008 Qtr 2: 0; 2008 Qtr 3: 0; 2008 Qtr 4: 0 | 2
0 | 253059-Comm. AC <65k single phase split ER above code |  | 7 | Commercial | 17-OFL-Office–Large-Cooling | 0 |  |  |  |  | 642.1695 | 0 | 97.22 | 0 | 0 | 544.9495 | 201 |  | kWh | 0.166 | 0 | Commercial |  | Annual | [5 empty] | 15 | 0.8 |  |  |  | 1 | 0 | 5 | 0 | 0 | 0 | 0 | 0 | 0 | 0 | 0 | 0 | 2006 Qtr 1: 0; 2006 Qtr 2: 0; 2006 Qtr 3: 0; 2006 Qtr 4: 0; 2007 Qtr 1: 0; 2007 Qtr 2: 0; 2007 Qtr 3: 0; 2007 Qtr 4: 5; 2008 Qtr 1: 0; 2008 Qtr 2: 0; 2008 Qtr 3: 0; 2008 Qtr 4: 0 | 5
0 | 253059-Comm. AC <65k single phase split ER above code |  | 7 | Commercial | 01-ALC-AllCommercial-Cooling | 0 |  |  |  |  | 642.1695 | 0 | 97.22 | 0 | 0 | 544.9495 | 201 |  | kWh | 0.166 | 0 | Commercial |  | Annual | [5 empty] | 15 | 0.8 |  |  |  | 1 | 0 | 5 | 0 | 0 | 0 | 0 | 0 | 0 | 0 | 0 | 0 | 2006 Qtr 1: 0; 2006 Qtr 2: 0; 2006 Qtr 3: 0; 2006 Qtr 4: 0; 2007 Qtr 1: 0; 2007 Qtr 2: 0; 2007 Qtr 3: 0; 2007 Qtr 4: 5; 2008 Qtr 1: 0; 2008 Qtr 2: 0; 2008 Qtr 3: 0; 2008 Qtr 4: 0 | 5
0 | 253059-Comm. AC <65k single phase split ER above code |  | 7 | Commercial | 01-ALC-AllCommercial-Cooling | 0 |  |  |  |  | 642.1695 | 0 | 97.22 | 0 | 0 | 544.9495 | 201 |  | kWh | 0.166 | 0 | Commercial |  | Annual | [5 empty] | 15 | 0.8 |  |  |  | 1 | 0 | 1 | 0 | 0 | 0 | 0 | 0 | 0 | 0 | 0 | 0 | 2006 Qtr 1: 0; 2006 Qtr 2: 0; 2006 Qtr 3: 0; 2006 Qtr 4: 0; 2007 Qtr 1: 0; 2007 Qtr 2: 0; 2007 Qtr 3: 0; 2007 Qtr 4: 1; 2008 Qtr 1: 0; 2008 Qtr 2: 0; 2008 Qtr 3: 0; 2008 Qtr 4: 0 | 1
0 | 253059-Comm. AC <65k single phase split ER above code |  | 7 | Commercial | 17-OFL-Office–Large-Cooling | 0 |  |  |  |  | 642.1695 | 0 | 97.22 | 0 | 0 | 544.9495 | 201 |  | kWh | 0.166 | 0 | Commercial |  | Annual | [5 empty] | 15 | 0.8 |  |  |  | 1 | 0 | 5 | 0 | 0 | 0 | 0 | 0 | 0 | 0 | 0 | 0 | 2006 Qtr 1: 0; 2006 Qtr 2: 0; 2006 Qtr 3: 0; 2006 Qtr 4: 0; 2007 Qtr 1: 0; 2007 Qtr 2: 0; 2007 Qtr 3: 0; 2007 Qtr 4: 5; 2008 Qtr 1: 0; 2008 Qtr 2: 0; 2008 Qtr 3: 0; 2008 Qtr 4: 0 | 5
0 | 253059-Comm. AC <65k single phase split ER above code |  | 7 | Commercial | 17-OFL-Office–Large-Cooling | 0 |  |  |  |  | 642.1695 | 0 | 97.22 | 0 | 0 | 544.9495 | 201 |  | kWh | 0.166 | 0 | Commercial |  | Annual | [5 empty] | 15 | 0.8 |  |  |  | 1 | 0 | 5 | 0 | 0 | 0 | 0 | 0 | 0 | 0 | 0 | 0 | 2006 Qtr 1: 0; 2006 Qtr 2: 0; 2006 Qtr 3: 0; 2006 Qtr 4: 0; 2007 Qtr 1: 0; 2007 Qtr 2: 0; 2007 Qtr 3: 0; 2007 Qtr 4: 5; 2008 Qtr 1: 0; 2008 Qtr 2: 0; 2008 Qtr 3: 0; 2008 Qtr 4: 0 | 5
0 | 253059-Comm. AC <65k single phase split ER above code |  | 7 | Commercial | 01-ALC-AllCommercial-Cooling | 0 |  |  |  |  | 642.1695 | 0 | 40 | 0 | 0 | 602.1695 | 201 |  | kWh | 0.166 | 0 | Commercial |  | Annual | [5 empty] | 15 | 0.8 |  |  |  | 1 | 0 | 4 | 0 | 0 | 0 | 0 | 0 | 0 | 0 | 0 | 0 | 2006 Qtr 1: 0; 2006 Qtr 2: 0; 2006 Qtr 3: 0; 2006 Qtr 4: 0; 2007 Qtr 1: 0; 2007 Qtr 2: 0; 2007 Qtr 3: 0; 2007 Qtr 4: 4; 2008 Qtr 1: 0; 2008 Qtr 2: 0; 2008 Qtr 3: 0; 2008 Qtr 4: 0 | 4
0 | 253059-Comm. AC <65k single phase split ER above code |  | 7 | Commercial | 01-ALC-AllCommercial-Cooling | 0 |  |  |  |  | 642.1695 | 0 | 40 | 0 | 0 | 602.1695 | 201 |  | kWh | 0.166 | 0 | Commercial |  | Annual | [5 empty] | 15 | 0.8 |  |  |  | 1 | 0 | 5 | 0 | 0 | 0 | 0 | 0 | 0 | 0 | 0 | 0 | 2006 Qtr 1: 0; 2006 Qtr 2: 0; 2006 Qtr 3: 0; 2006 Qtr 4: 0; 2007 Qtr 1: 0; 2007 Qtr 2: 0; 2007 Qtr 3: 0; 2007 Qtr 4: 5; 2008 Qtr 1: 0; 2008 Qtr 2: 0; 2008 Qtr 3: 0; 2008 Qtr 4: 0 | 5
0 | 253059-Comm. AC <65k single phase split ER above code |  | System | Commercial | 01-ALC-AllCommercial-Cooling | 0 |  |  |  |  | 642.1695 | 0 | 97.22 | 0 | 0 | 544.9495 | 342.156 |  | kWh | 0.23408 | 0 | Commercial |  | Annual | [5 empty] | 15 | 0.8 |  |  |  | 1 | 0 | 1 | 0 | 0 | 0 | 0 | 0 | 0 | 0 | 0 | 0 | 2006 Qtr 1: 0; 2006 Qtr 2: 0; 2006 Qtr 3: 0; 2006 Qtr 4: 0; 2007 Qtr 1: 0; 2007 Qtr 2: 0; 2007 Qtr 3: 0; 2007 Qtr 4: 1; 2008 Qtr 1: 0; 2008 Qtr 2: 0; 2008 Qtr 3: 0; 2008 Qtr 4: 0 | 1
0 | 253060-Comm. AC <65k single phase split ER above code |  | 10 | Commercial | 17-OFL-Office–Large-Cooling | 0 |  |  |  |  | 642.1695 | 0 | 97.22 | 0 | 0 | 544.9495 | 356 |  | kWh | 0.355 | 0 | Commercial |  | Annual | [5 empty] | 15 | 0.8 |  |  |  | 1 | 0 | 5 | 0 | 0 | 0 | 0 | 0 | 0 | 0 | 0 | 0 | 2006 Qtr 1: 0; 2006 Qtr 2: 0; 2006 Qtr 3: 0; 2006 Qtr 4: 0; 2007 Qtr 1: 0; 2007 Qtr 2: 0; 2007 Qtr 3: 0; 2007 Qtr 4: 5; 2008 Qtr 1: 0; 2008 Qtr 2: 0; 2008 Qtr 3: 0; 2008 Qtr 4: 0 | 5
0 | 253061-Comm. AC <65k single phase unitary ER |  | System | Commercial | 01-ALC-AllCommercial-Cooling | 0 |  |  |  |  | 817.8563 | 0 | 85 | 0 | 0 | 732.8563 | 364.969 |  | kWh | 0.24958 | 0 | Commercial |  | Annual | [5 empty] | 15 | 0.8 |  |  |  | 1 | 0 | 3 | 0 | 0 | 0 | 0 | 0 | 0 | 0 | 0 | 0 | 2006 Qtr 1: 0; 2006 Qtr 2: 0; 2006 Qtr 3: 0; 2006 Qtr 4: 0; 2007 Qtr 1: 0; 2007 Qtr 2: 0; 2007 Qtr 3: 0; 2007 Qtr 4: 3; 2008 Qtr 1: 0; 2008 Qtr 2: 0; 2008 Qtr 3: 0; 2008 Qtr 4: 0 | 3
0 | 253061-Comm. AC <65k single phase unitary ER |  | System | Commercial | 01-ALC-AllCommercial-Cooling | 0 |  |  |  |  | 817.8563 | 0 | 85 | 0 | 0 | 732.8563 | 364.969 |  | kWh | 0.24958 | 0 | Commercial |  | Annual | [5 empty] | 15 | 0.8 |  |  |  | 1 | 0 | 3 | 0 | 0 | 0 | 0 | 0 | 0 | 0 | 0 | 0 | 2006 Qtr 1: 0; 2006 Qtr 2: 0; 2006 Qtr 3: 0; 2006 Qtr 4: 0; 2007 Qtr 1: 0; 2007 Qtr 2: 0; 2007 Qtr 3: 0; 2007 Qtr 4: 3; 2008 Qtr 1: 0; 2008 Qtr 2: 0; 2008 Qtr 3: 0; 2008 Qtr 4: 0 | 3
0 | 253061-Comm. AC <65k single phase unitary ER |  | System | Commercial | 01-ALC-AllCommercial-Cooling | 0 |  |  |  |  | 817.8563 | 0 | 85 | 0 | 0 | 732.8563 | 364.969 |  | kWh | 0.24958 | 0 | Commercial |  | Annual | [5 empty] | 15 | 0.8 |  |  |  | 1 | 0 | 3 | 0 | 0 | 0 | 0 | 0 | 0 | 0 | 0 | 0 | 2006 Qtr 1: 0; 2006 Qtr 2: 0; 2006 Qtr 3: 0; 2006 Qtr 4: 0; 2007 Qtr 1: 0; 2007 Qtr 2: 0; 2007 Qtr 3: 0; 2007 Qtr 4: 3; 2008 Qtr 1: 0; 2008 Qtr 2: 0; 2008 Qtr 3: 0; 2008 Qtr 4: 0 | 3
0 | 253061-Comm. AC <65k single phase unitary ER |  | 7 | Commercial | 14-MLI-Manufacturing–LightIndustry-COOL | 0 |  |  |  |  | 817.8563 | 0 | 85 | 0 | 0 | 732.8563 | 201 |  | kWh | 0.166 | 0 | Commercial |  | Annual | [5 empty] | 15 | 0.8 |  |  |  | 1 | 0 | 5 | 0 | 0 | 0 | 0 | 0 | 0 | 0 | 0 | 0 | 2006 Qtr 1: 0; 2006 Qtr 2: 0; 2006 Qtr 3: 0; 2006 Qtr 4: 0; 2007 Qtr 1: 0; 2007 Qtr 2: 0; 2007 Qtr 3: 0; 2007 Qtr 4: 5; 2008 Qtr 1: 0; 2008 Qtr 2: 0; 2008 Qtr 3: 0; 2008 Qtr 4: 0 | 5
0 | 253061-Comm. AC <65k single phase unitary ER |  | 7 | Commercial | 01-ALC-AllCommercial-Cooling | 0 |  |  |  |  | 817.8563 | 0 | 99.1667 | 0 | 0 | 718.6896 | 201 |  | kWh | 0.166 | 0 | Commercial |  | Annual | [5 empty] | 15 | 0.8 |  |  |  | 1 | 0 | 3 | 0 | 0 | 0 | 0 | 0 | 0 | 0 | 0 | 0 | 2006 Qtr 1: 0; 2006 Qtr 2: 0; 2006 Qtr 3: 0; 2006 Qtr 4: 0; 2007 Qtr 1: 0; 2007 Qtr 2: 0; 2007 Qtr 3: 0; 2007 Qtr 4: 3; 2008 Qtr 1: 0; 2008 Qtr 2: 0; 2008 Qtr 3: 0; 2008 Qtr 4: 0 | 3
0 | 253061-Comm. AC <65k single phase unitary ER |  | 7 | Commercial | 01-ALC-AllCommercial-Cooling | 0 |  |  |  |  | 817.8563 | 0 | 30 | 0 | 0 | 787.8563 | 201 |  | kWh | 0.166 | 0 | Commercial |  | Annual | [5 empty] | 15 | 0.8 |  |  |  | 1 | 0 | 3 | 0 | 0 | 0 | 0 | 0 | 0 | 0 | 0 | 0 | 2006 Qtr 1: 0; 2006 Qtr 2: 0; 2006 Qtr 3: 0; 2006 Qtr 4: 0; 2007 Qtr 1: 0; 2007 Qtr 2: 0; 2007 Qtr 3: 3; 2007 Qtr 4: 0; 2008 Qtr 1: 0; 2008 Qtr 2: 0; 2008 Qtr 3: 0; 2008 Qtr 4: 0 | 3
0 | 253061-Comm. AC <65k single phase unitary ER |  | 7 | Commercial | 14-MLI-Manufacturing–LightIndustry-COOL | 0 |  |  |  |  | 817.8563 | 0 | 85 | 0 | 0 | 732.8563 | 201 |  | kWh | 0.166 | 0 | Commercial |  | Annual | [5 empty] | 15 | 0.8 |  |  |  | 1 | 0 | 5 | 0 | 0 | 0 | 0 | 0 | 0 | 0 | 0 | 0 | 2006 Qtr 1: 0; 2006 Qtr 2: 0; 2006 Qtr 3: 0; 2006 Qtr 4: 0; 2007 Qtr 1: 0; 2007 Qtr 2: 0; 2007 Qtr 3: 0; 2007 Qtr 4: 5; 2008 Qtr 1: 0; 2008 Qtr 2: 0; 2008 Qtr 3: 0; 2008 Qtr 4: 0 | 5
0 | 253061-Comm. AC <65k single phase unitary ER |  | 7 | Commercial | 01-ALC-AllCommercial-Cooling | 0 |  |  |  |  | 817.8563 | 0 | 106.25 | 0 | 0 | 711.6063 | 201 |  | kWh | 0.166 | 0 | Commercial |  | Annual | [5 empty] | 15 | 0.8 |  |  |  | 1 | 0 | 2 | 0 | 0 | 0 | 0 | 0 | 0 | 0 | 0 | 0 | 2006 Qtr 1: 0; 2006 Qtr 2: 0; 2006 Qtr 3: 0; 2006 Qtr 4: 0; 2007 Qtr 1: 0; 2007 Qtr 2: 0; 2007 Qtr 3: 0; 2007 Qtr 4: 2; 2008 Qtr 1: 0; 2008 Qtr 2: 0; 2008 Qtr 3: 0; 2008 Qtr 4: 0 | 2
0 | 253061-Comm. AC <65k single phase unitary ER |  | 7 | Commercial | 14-MLI-Manufacturing–LightIndustry-COOL | 0 |  |  |  |  | 817.8563 | 0 | 85 | 0 | 0 | 732.8563 | 201 |  | kWh | 0.166 | 0 | Commercial |  | Annual | [5 empty] | 15 | 0.8 |  |  |  | 1 | 0 | 5 | 0 | 0 | 0 | 0 | 0 | 0 | 0 | 0 | 0 | 2006 Qtr 1: 0; 2006 Qtr 2: 0; 2006 Qtr 3: 0; 2006 Qtr 4: 0; 2007 Qtr 1: 0; 2007 Qtr 2: 0; 2007 Qtr 3: 0; 2007 Qtr 4: 5; 2008 Qtr 1: 0; 2008 Qtr 2: 0; 2008 Qtr 3: 0; 2008 Qtr 4: 0 | 5
0 | 253061-Comm. AC <65k single phase unitary ER |  | 7 | Commercial | 01-ALC-AllCommercial-Cooling | 0 |  |  |  |  | 817.8563 | 0 | 85 | 0 | 0 | 732.8563 | 201 |  | kWh | 0.166 | 0 | Commercial |  | Annual | [5 empty] | 15 | 0.8 |  |  |  | 1 | 0 | 4 | 0 | 0 | 0 | 0 | 0 | 0 | 0 | 0 | 0 | 2006 Qtr 1: 0; 2006 Qtr 2: 0; 2006 Qtr 3: 0; 2006 Qtr 4: 0; 2007 Qtr 1: 0; 2007 Qtr 2: 0; 2007 Qtr 3: 0; 2007 Qtr 4: 4; 2008 Qtr 1: 0; 2008 Qtr 2: 0; 2008 Qtr 3: 0; 2008 Qtr 4: 0 | 4
0 | 253061-Comm. AC <65k single phase unitary ER |  | 7 | Commercial | 01-ALC-AllCommercial-Cooling | 0 |  |  |  |  | 817.8563 | 0 | 99.1667 | 0 | 0 | 718.6896 | 201 |  | kWh | 0.166 | 0 | Commercial |  | Annual | [5 empty] | 15 | 0.8 |  |  |  | 1 | 0 | 3 | 0 | 0 | 0 | 0 | 0 | 0 | 0 | 0 | 0 | 2006 Qtr 1: 0; 2006 Qtr 2: 0; 2006 Qtr 3: 0; 2006 Qtr 4: 0; 2007 Qtr 1: 0; 2007 Qtr 2: 0; 2007 Qtr 3: 0; 2007 Qtr 4: 3; 2008 Qtr 1: 0; 2008 Qtr 2: 0; 2008 Qtr 3: 0; 2008 Qtr 4: 0 | 3
0 | 253061-Comm. AC <65k single phase unitary ER |  | 7 | Commercial | 01-ALC-AllCommercial-Cooling | 0 |  |  |  |  | 817.8563 | 0 | 37.5 | 0 | 0 | 780.3563 | 201 |  | kWh | 0.166 | 0 | Commercial |  | Annual | [5 empty] | 15 | 0.8 |  |  |  | 1 | 0 | 2 | 0 | 0 | 0 | 0 | 0 | 0 | 0 | 0 | 0 | 2006 Qtr 1: 0; 2006 Qtr 2: 0; 2006 Qtr 3: 0; 2006 Qtr 4: 0; 2007 Qtr 1: 0; 2007 Qtr 2: 0; 2007 Qtr 3: 2; 2007 Qtr 4: 0; 2008 Qtr 1: 0; 2008 Qtr 2: 0; 2008 Qtr 3: 0; 2008 Qtr 4: 0 | 2
0 | 253061-Comm. AC <65k single phase unitary ER |  | 7 | Commercial | 20-RFF-Restaurant–FastFood-Cooling | 0 |  |  |  |  | 817.8563 | 0 | 85 | 0 | 0 | 732.8563 | 201 |  | kWh | 0.166 | 0 | Commercial |  | Annual | [5 empty] | 15 | 0.8 |  |  |  | 1 | 0 | 5 | 0 | 0 | 0 | 0 | 0 | 0 | 0 | 0 | 0 | 2006 Qtr 1: 0; 2006 Qtr 2: 0; 2006 Qtr 3: 0; 2006 Qtr 4: 0; 2007 Qtr 1: 0; 2007 Qtr 2: 0; 2007 Qtr 3: 0; 2007 Qtr 4: 5; 2008 Qtr 1: 0; 2008 Qtr 2: 0; 2008 Qtr 3: 0; 2008 Qtr 4: 0 | 5
0 | 253061-Comm. AC <65k single phase unitary ER |  | 7 | Commercial | 20-RFF-Restaurant–FastFood-Cooling | 0 |  |  |  |  | 817.8563 | 0 | 85 | 0 | 0 | 732.8563 | 201 |  | kWh | 0.166 | 0 | Commercial |  | Annual | [5 empty] | 15 | 0.8 |  |  |  | 1 | 0 | 2 | 0 | 0 | 0 | 0 | 0 | 0 | 0 | 0 | 0 | 2006 Qtr 1: 0; 2006 Qtr 2: 0; 2006 Qtr 3: 0; 2006 Qtr 4: 0; 2007 Qtr 1: 0; 2007 Qtr 2: 0; 2007 Qtr 3: 0; 2007 Qtr 4: 2; 2008 Qtr 1: 0; 2008 Qtr 2: 0; 2008 Qtr 3: 0; 2008 Qtr 4: 0 | 2
0 | 253061-Comm. AC <65k single phase unitary ER |  | 7 | Commercial | 20-RFF-Restaurant–FastFood-Cooling | 0 |  |  |  |  | 817.8563 | 0 | 85 | 0 | 0 | 732.8563 | 201 |  | kWh | 0.166 | 0 | Commercial |  | Annual | [5 empty] | 15 | 0.8 |  |  |  | 1 | 0 | 2 | 0 | 0 | 0 | 0 | 0 | 0 | 0 | 0 | 0 | 2006 Qtr 1: 0; 2006 Qtr 2: 0; 2006 Qtr 3: 0; 2006 Qtr 4: 0; 2007 Qtr 1: 0; 2007 Qtr 2: 0; 2007 Qtr 3: 0; 2007 Qtr 4: 2; 2008 Qtr 1: 0; 2008 Qtr 2: 0; 2008 Qtr 3: 0; 2008 Qtr 4: 0 | 2
0 | 253061-Comm. AC <65k single phase unitary ER |  | 7 | Commercial | 20-RFF-Restaurant–FastFood-Cooling | 0 |  |  |  |  | 817.8563 | 0 | 85 | 0 | 0 | 732.8563 | 201 |  | kWh | 0.166 | 0 | Commercial |  | Annual | [5 empty] | 15 | 0.8 |  |  |  | 1 | 0 | 2 | 0 | 0 | 0 | 0 | 0 | 0 | 0 | 0 | 0 | 2006 Qtr 1: 0; 2006 Qtr 2: 0; 2006 Qtr 3: 0; 2006 Qtr 4: 0; 2007 Qtr 1: 0; 2007 Qtr 2: 0; 2007 Qtr 3: 0; 2007 Qtr 4: 2; 2008 Qtr 1: 0; 2008 Qtr 2: 0; 2008 Qtr 3: 0; 2008 Qtr 4: 0 | 2
0 | 253061-Comm. AC <65k single phase unitary ER |  | 7 | Commercial | 20-RFF-Restaurant–FastFood-Cooling | 0 |  |  |  |  | 817.8563 | 0 | 85 | 0 | 0 | 732.8563 | 201 |  | kWh | 0.166 | 0 | Commercial |  | Annual | [5 empty] | 15 | 0.8 |  |  |  | 1 | 0 | 2 | 0 | 0 | 0 | 0 | 0 | 0 | 0 | 0 | 0 | 2006 Qtr 1: 0; 2006 Qtr 2: 0; 2006 Qtr 3: 0; 2006 Qtr 4: 0; 2007 Qtr 1: 0; 2007 Qtr 2: 0; 2007 Qtr 3: 0; 2007 Qtr 4: 2; 2008 Qtr 1: 0; 2008 Qtr 2: 0; 2008 Qtr 3: 0; 2008 Qtr 4: 0 | 2
0 | 253061-Comm. AC <65k single phase unitary ER |  | 7 | Commercial | 20-RFF-Restaurant–FastFood-Cooling | 0 |  |  |  |  | 817.8563 | 0 | 85 | 0 | 0 | 732.8563 | 201 |  | kWh | 0.166 | 0 | Commercial |  | Annual | [5 empty] | 15 | 0.8 |  |  |  | 1 | 0 | 2 | 0 | 0 | 0 | 0 | 0 | 0 | 0 | 0 | 0 | 2006 Qtr 1: 0; 2006 Qtr 2: 0; 2006 Qtr 3: 0; 2006 Qtr 4: 0; 2007 Qtr 1: 0; 2007 Qtr 2: 0; 2007 Qtr 3: 0; 2007 Qtr 4: 2; 2008 Qtr 1: 0; 2008 Qtr 2: 0; 2008 Qtr 3: 0; 2008 Qtr 4: 0 | 2
0 | 253061-Comm. AC <65k single phase unitary ER |  | 7 | Commercial | 20-RFF-Restaurant–FastFood-Cooling | 0 |  |  |  |  | 817.8563 | 0 | 106.25 | 0 | 0 | 711.6063 | 201 |  | kWh | 0.166 | 0 | Commercial |  | Annual | [5 empty] | 15 | 0.8 |  |  |  | 1 | 0 | 2 | 0 | 0 | 0 | 0 | 0 | 0 | 0 | 0 | 0 | 2006 Qtr 1: 0; 2006 Qtr 2: 0; 2006 Qtr 3: 0; 2006 Qtr 4: 0; 2007 Qtr 1: 0; 2007 Qtr 2: 0; 2007 Qtr 3: 0; 2007 Qtr 4: 2; 2008 Qtr 1: 0; 2008 Qtr 2: 0; 2008 Qtr 3: 0; 2008 Qtr 4: 0 | 2
0 | 253061-Comm. AC <65k single phase unitary ER |  | 7 | Commercial | 20-RFF-Restaurant–FastFood-Cooling | 0 |  |  |  |  | 817.8563 | 0 | 106.25 | 0 | 0 | 711.6063 | 201 |  | kWh | 0.166 | 0 | Commercial |  | Annual | [5 empty] | 15 | 0.8 |  |  |  | 1 | 0 | 2 | 0 | 0 | 0 | 0 | 0 | 0 | 0 | 0 | 0 | 2006 Qtr 1: 0; 2006 Qtr 2: 0; 2006 Qtr 3: 0; 2006 Qtr 4: 0; 2007 Qtr 1: 0; 2007 Qtr 2: 0; 2007 Qtr 3: 0; 2007 Qtr 4: 2; 2008 Qtr 1: 0; 2008 Qtr 2: 0; 2008 Qtr 3: 0; 2008 Qtr 4: 0 | 2
0 | 253061-Comm. AC <65k single phase unitary ER |  | 7 | Commercial | 20-RFF-Restaurant–FastFood-Cooling | 0 |  |  |  |  | 817.8563 | 0 | 99.1667 | 0 | 0 | 718.6896 | 201 |  | kWh | 0.166 | 0 | Commercial |  | Annual | [5 empty] | 15 | 0.8 |  |  |  | 1 | 0 | 3 | 0 | 0 | 0 | 0 | 0 | 0 | 0 | 0 | 0 | 2006 Qtr 1: 0; 2006 Qtr 2: 0; 2006 Qtr 3: 0; 2006 Qtr 4: 0; 2007 Qtr 1: 0; 2007 Qtr 2: 0; 2007 Qtr 3: 0; 2007 Qtr 4: 3; 2008 Qtr 1: 0; 2008 Qtr 2: 0; 2008 Qtr 3: 0; 2008 Qtr 4: 0 | 3
0 | 253061-Comm. AC <65k single phase unitary ER |  | 7 | Commercial | 20-RFF-Restaurant–FastFood-Cooling | 0 |  |  |  |  | 817.8563 | 0 | 99.1667 | 0 | 0 | 718.6896 | 201 |  | kWh | 0.166 | 0 | Commercial |  | Annual | [5 empty] | 15 | 0.8 |  |  |  | 1 | 0 | 3 | 0 | 0 | 0 | 0 | 0 | 0 | 0 | 0 | 0 | 2006 Qtr 1: 0; 2006 Qtr 2: 0; 2006 Qtr 3: 0; 2006 Qtr 4: 0; 2007 Qtr 1: 0; 2007 Qtr 2: 0; 2007 Qtr 3: 0; 2007 Qtr 4: 3; 2008 Qtr 1: 0; 2008 Qtr 2: 0; 2008 Qtr 3: 0; 2008 Qtr 4: 0 | 3
0 | 253061-Comm. AC <65k single phase unitary ER |  | 7 | Commercial | 20-RFF-Restaurant–FastFood-Cooling | 0 |  |  |  |  | 817.8563 | 0 | 85 | 0 | 0 | 732.8563 | 201 |  | kWh | 0.166 | 0 | Commercial |  | Annual | [5 empty] | 15 | 0.8 |  |  |  | 1 | 0 | 4 | 0 | 0 | 0 | 0 | 0 | 0 | 0 | 0 | 0 | 2006 Qtr 1: 0; 2006 Qtr 2: 0; 2006 Qtr 3: 0; 2006 Qtr 4: 0; 2007 Qtr 1: 0; 2007 Qtr 2: 0; 2007 Qtr 3: 0; 2007 Qtr 4: 4; 2008 Qtr 1: 0; 2008 Qtr 2: 0; 2008 Qtr 3: 0; 2008 Qtr 4: 0 | 4
0 | 253061-Comm. AC <65k single phase unitary ER |  | 7 | Commercial | 20-RFF-Restaurant–FastFood-Cooling | 0 |  |  |  |  | 817.8563 | 0 | 85 | 0 | 0 | 732.8563 | 201 |  | kWh | 0.166 | 0 | Commercial |  | Annual | [5 empty] | 15 | 0.8 |  |  |  | 1 | 0 | 2 | 0 | 0 | 0 | 0 | 0 | 0 | 0 | 0 | 0 | 2006 Qtr 1: 0; 2006 Qtr 2: 0; 2006 Qtr 3: 0; 2006 Qtr 4: 0; 2007 Qtr 1: 0; 2007 Qtr 2: 0; 2007 Qtr 3: 0; 2007 Qtr 4: 2; 2008 Qtr 1: 0; 2008 Qtr 2: 0; 2008 Qtr 3: 0; 2008 Qtr 4: 0 | 2
0 | 253061-Comm. AC <65k single phase unitary ER |  | 7 | Commercial | 20-RFF-Restaurant–FastFood-Cooling | 0 |  |  |  |  | 817.8563 | 0 | 85 | 0 | 0 | 732.8563 | 201 |  | kWh | 0.166 | 0 | Commercial |  | Annual | [5 empty] | 15 | 0.8 |  |  |  | 1 | 0 | 5 | 0 | 0 | 0 | 0 | 0 | 0 | 0 | 0 | 0 | 2006 Qtr 1: 0; 2006 Qtr 2: 0; 2006 Qtr 3: 0; 2006 Qtr 4: 0; 2007 Qtr 1: 0; 2007 Qtr 2: 0; 2007 Qtr 3: 0; 2007 Qtr 4: 5; 2008 Qtr 1: 0; 2008 Qtr 2: 0; 2008 Qtr 3: 0; 2008 Qtr 4: 0 | 5
0 | 253061-Comm. AC <65k single phase unitary ER |  | 7 | Commercial | 01-ALC-AllCommercial-Cooling | 0 |  |  |  |  | 817.8563 | 0 | 30 | 0 | 0 | 787.8563 | 201 |  | kWh | 0.166 | 0 | Commercial |  | Annual | [5 empty] | 15 | 0.8 |  |  |  | 1 | 0 | 3 | 0 | 0 | 0 | 0 | 0 | 0 | 0 | 0 | 0 | 2006 Qtr 1: 0; 2006 Qtr 2: 0; 2006 Qtr 3: 0; 2006 Qtr 4: 0; 2007 Qtr 1: 0; 2007 Qtr 2: 0; 2007 Qtr 3: 3; 2007 Qtr 4: 0; 2008 Qtr 1: 0; 2008 Qtr 2: 0; 2008 Qtr 3: 0; 2008 Qtr 4: 0 | 3
0 | 253061-Comm. AC <65k single phase unitary ER |  | 10 | Commercial | 01-ALC-AllCommercial-Cooling | 0 |  |  |  |  | 817.8563 | 0 | 30 | 0 | 0 | 787.8563 | 356 |  | kWh | 0.355 | 0 | Commercial |  | Annual | [5 empty] | 15 | 0.8 |  |  |  | 1 | 0 | 2 | 0 | 0 | 0 | 0 | 0 | 0 | 0 | 0 | 0 | 2006 Qtr 1: 0; 2006 Qtr 2: 0; 2006 Qtr 3: 0; 2006 Qtr 4: 0; 2007 Qtr 1: 0; 2007 Qtr 2: 0; 2007 Qtr 3: 2; 2007 Qtr 4: 0; 2008 Qtr 1: 0; 2008 Qtr 2: 0; 2008 Qtr 3: 0; 2008 Qtr 4: 0 | 2
0 | 253061-Comm. AC <65k single phase unitary ER |  | 7 | Commercial | 01-ALC-AllCommercial-Cooling | 0 |  |  |  |  | 817.8563 | 0 | 99.1667 | 0 | 0 | 718.6896 | 201 |  | kWh | 0.166 | 0 | Commercial |  | Annual | [5 empty] | 15 | 0.8 |  |  |  | 1 | 0 | 3 | 0 | 0 | 0 | 0 | 0 | 0 | 0 | 0 | 0 | 2006 Qtr 1: 0; 2006 Qtr 2: 0; 2006 Qtr 3: 0; 2006 Qtr 4: 0; 2007 Qtr 1: 0; 2007 Qtr 2: 0; 2007 Qtr 3: 0; 2007 Qtr 4: 3; 2008 Qtr 1: 0; 2008 Qtr 2: 0; 2008 Qtr 3: 0; 2008 Qtr 4: 0 | 3
0 | 253061-Comm. AC <65k single phase unitary ER |  | 7 | Commercial | 01-ALC-AllCommercial-Cooling | 0 |  |  |  |  | 817.8563 | 0 | 85 | 0 | 0 | 732.8563 | 201 |  | kWh | 0.166 | 0 | Commercial |  | Annual | [5 empty] | 15 | 0.8 |  |  |  | 1 | 0 | 4 | 0 | 0 | 0 | 0 | 0 | 0 | 0 | 0 | 0 | 2006 Qtr 1: 0; 2006 Qtr 2: 0; 2006 Qtr 3: 0; 2006 Qtr 4: 0; 2007 Qtr 1: 0; 2007 Qtr 2: 0; 2007 Qtr 3: 0; 2007 Qtr 4: 4; 2008 Qtr 1: 0; 2008 Qtr 2: 0; 2008 Qtr 3: 0; 2008 Qtr 4: 0 | 4
0 | 253061-Comm. AC <65k single phase unitary ER |  | 10 | Commercial | 01-ALC-AllCommercial-Cooling | 0 |  |  |  |  | 817.8563 | 0 | 37.5 | 0 | 0 | 780.3563 | 356 |  | kWh | 0.355 | 0 | Commercial |  | Annual | [5 empty] | 15 | 0.8 |  |  |  | 1 | 0 | 2 | 0 | 0 | 0 | 0 | 0 | 0 | 0 | 0 | 0 | 2006 Qtr 1: 0; 2006 Qtr 2: 0; 2006 Qtr 3: 0; 2006 Qtr 4: 0; 2007 Qtr 1: 0; 2007 Qtr 2: 0; 2007 Qtr 3: 2; 2007 Qtr 4: 0; 2008 Qtr 1: 0; 2008 Qtr 2: 0; 2008 Qtr 3: 0; 2008 Qtr 4: 0 | 2
0 | 253061-Comm. AC <65k single phase unitary ER |  | 10 | Commercial | 01-ALC-AllCommercial-Cooling | 0 |  |  |  |  | 817.8563 | 0 | 37.5 | 0 | 0 | 780.3563 | 356 |  | kWh | 0.355 | 0 | Commercial |  | Annual | [5 empty] | 15 | 0.8 |  |  |  | 1 | 0 | 2 | 0 | 0 | 0 | 0 | 0 | 0 | 0 | 0 | 0 | 2006 Qtr 1: 0; 2006 Qtr 2: 0; 2006 Qtr 3: 0; 2006 Qtr 4: 0; 2007 Qtr 1: 0; 2007 Qtr 2: 0; 2007 Qtr 3: 2; 2007 Qtr 4: 0; 2008 Qtr 1: 0; 2008 Qtr 2: 0; 2008 Qtr 3: 0; 2008 Qtr 4: 0 | 2
0 | 253061-Comm. AC <65k single phase unitary ER |  | 7 | Commercial | 20-RFF-Restaurant–FastFood-Cooling | 0 |  |  |  |  | 817.8563 | 0 | 85 | 0 | 0 | 732.8563 | 201 |  | kWh | 0.166 | 0 | Commercial |  | Annual | [5 empty] | 15 | 0.8 |  |  |  | 1 | 0 | 5 | 0 | 0 | 0 | 0 | 0 | 0 | 0 | 0 | 0 | 2006 Qtr 1: 0; 2006 Qtr 2: 0; 2006 Qtr 3: 0; 2006 Qtr 4: 0; 2007 Qtr 1: 0; 2007 Qtr 2: 0; 2007 Qtr 3: 0; 2007 Qtr 4: 5; 2008 Qtr 1: 0; 2008 Qtr 2: 0; 2008 Qtr 3: 0; 2008 Qtr 4: 0 | 5
0 | 253061-Comm. AC <65k single phase unitary ER |  | 10 | Commercial | 01-ALC-AllCommercial-Cooling | 0 |  |  |  |  | 817.8563 | 0 | 37.5 | 0 | 0 | 780.3563 | 356 |  | kWh | 0.355 | 0 | Commercial |  | Annual | [5 empty] | 15 | 0.8 |  |  |  | 1 | 0 | 2 | 0 | 0 | 0 | 0 | 0 | 0 | 0 | 0 | 0 | 2006 Qtr 1: 0; 2006 Qtr 2: 0; 2006 Qtr 3: 0; 2006 Qtr 4: 0; 2007 Qtr 1: 0; 2007 Qtr 2: 0; 2007 Qtr 3: 2; 2007 Qtr 4: 0; 2008 Qtr 1: 0; 2008 Qtr 2: 0; 2008 Qtr 3: 0; 2008 Qtr 4: 0 | 2
0 | 253061-Comm. AC <65k single phase unitary ER |  | 7 | Commercial | 20-RFF-Restaurant–FastFood-Cooling | 0 |  |  |  |  | 817.8563 | 0 | 85 | 0 | 0 | 732.8563 | 201 |  | kWh | 0.166 | 0 | Commercial |  | Annual | [5 empty] | 15 | 0.8 |  |  |  | 1 | 0 | 5 | 0 | 0 | 0 | 0 | 0 | 0 | 0 | 0 | 0 | 2006 Qtr 1: 0; 2006 Qtr 2: 0; 2006 Qtr 3: 0; 2006 Qtr 4: 0; 2007 Qtr 1: 0; 2007 Qtr 2: 0; 2007 Qtr 3: 0; 2007 Qtr 4: 5; 2008 Qtr 1: 0; 2008 Qtr 2: 0; 2008 Qtr 3: 0; 2008 Qtr 4: 0 | 5
0 | 253061-Comm. AC <65k single phase unitary ER |  | 10 | Commercial | 01-ALC-AllCommercial-Cooling | 0 |  |  |  |  | 817.8563 | 0 | 30 | 0 | 0 | 787.8563 | 356 |  | kWh | 0.355 | 0 | Commercial |  | Annual | [5 empty] | 15 | 0.8 |  |  |  | 1 | 0 | 2 | 0 | 0 | 0 | 0 | 0 | 0 | 0 | 0 | 0 | 2006 Qtr 1: 0; 2006 Qtr 2: 0; 2006 Qtr 3: 0; 2006 Qtr 4: 0; 2007 Qtr 1: 0; 2007 Qtr 2: 0; 2007 Qtr 3: 2; 2007 Qtr 4: 0; 2008 Qtr 1: 0; 2008 Qtr 2: 0; 2008 Qtr 3: 0; 2008 Qtr 4: 0 | 2
0 | 253061-Comm. AC <65k single phase unitary ER |  | 7 | Commercial | 20-RFF-Restaurant–FastFood-Cooling | 0 |  |  |  |  | 817.8563 | 0 | 85 | 0 | 0 | 732.8563 | 201 |  | kWh | 0.166 | 0 | Commercial |  | Annual | [5 empty] | 15 | 0.8 |  |  |  | 1 | 0 | 5 | 0 | 0 | 0 | 0 | 0 | 0 | 0 | 0 | 0 | 2006 Qtr 1: 0; 2006 Qtr 2: 0; 2006 Qtr 3: 0; 2006 Qtr 4: 0; 2007 Qtr 1: 0; 2007 Qtr 2: 0; 2007 Qtr 3: 0; 2007 Qtr 4: 5; 2008 Qtr 1: 0; 2008 Qtr 2: 0; 2008 Qtr 3: 0; 2008 Qtr 4: 0 | 5
0 | 253061-Comm. AC <65k single phase unitary ER |  | 10 | Commercial | 01-ALC-AllCommercial-Cooling | 0 |  |  |  |  | 817.8563 | 0 | 30 | 0 | 0 | 787.8563 | 356 |  | kWh | 0.355 | 0 | Commercial |  | Annual | [5 empty] | 15 | 0.8 |  |  |  | 1 | 0 | 2 | 0 | 0 | 0 | 0 | 0 | 0 | 0 | 0 | 0 | 2006 Qtr 1: 0; 2006 Qtr 2: 0; 2006 Qtr 3: 0; 2006 Qtr 4: 0; 2007 Qtr 1: 0; 2007 Qtr 2: 0; 2007 Qtr 3: 2; 2007 Qtr 4: 0; 2008 Qtr 1: 0; 2008 Qtr 2: 0; 2008 Qtr 3: 0; 2008 Qtr 4: 0 | 2
0 | 253061-Comm. AC <65k single phase unitary ER |  | 7 | Commercial | 20-RFF-Restaurant–FastFood-Cooling | 0 |  |  |  |  | 817.8563 | 0 | 85 | 0 | 0 | 732.8563 | 201 |  | kWh | 0.166 | 0 | Commercial |  | Annual | [5 empty] | 15 | 0.8 |  |  |  | 1 | 0 | 5 | 0 | 0 | 0 | 0 | 0 | 0 | 0 | 0 | 0 | 2006 Qtr 1: 0; 2006 Qtr 2: 0; 2006 Qtr 3: 0; 2006 Qtr 4: 0; 2007 Qtr 1: 0; 2007 Qtr 2: 0; 2007 Qtr 3: 0; 2007 Qtr 4: 5; 2008 Qtr 1: 0; 2008 Qtr 2: 0; 2008 Qtr 3: 0; 2008 Qtr 4: 0 | 5
0 | 253061-Comm. AC <65k single phase unitary ER |  | 10 | Commercial | 01-ALC-AllCommercial-Cooling | 0 |  |  |  |  | 817.8563 | 0 | 30 | 0 | 0 | 787.8563 | 356 |  | kWh | 0.355 | 0 | Commercial |  | Annual | [5 empty] | 15 | 0.8 |  |  |  | 1 | 0 | 2 | 0 | 0 | 0 | 0 | 0 | 0 | 0 | 0 | 0 | 2006 Qtr 1: 0; 2006 Qtr 2: 0; 2006 Qtr 3: 0; 2006 Qtr 4: 0; 2007 Qtr 1: 0; 2007 Qtr 2: 0; 2007 Qtr 3: 2; 2007 Qtr 4: 0; 2008 Qtr 1: 0; 2008 Qtr 2: 0; 2008 Qtr 3: 0; 2008 Qtr 4: 0 | 2
0 | 253061-Comm. AC <65k single phase unitary ER |  | 7 | Commercial | 14-MLI-Manufacturing–LightIndustry-COOL | 0 |  |  |  |  | 817.8563 | 0 | 127.5 | 0 | 0 | 690.3563 | 201 |  | kWh | 0.166 | 0 | Commercial |  | Annual | [5 empty] | 15 | 0.8 |  |  |  | 1 | 0 | 1 | 0 | 0 | 0 | 0 | 0 | 0 | 0 | 0 | 0 | 2006 Qtr 1: 0; 2006 Qtr 2: 0; 2006 Qtr 3: 0; 2006 Qtr 4: 0; 2007 Qtr 1: 0; 2007 Qtr 2: 0; 2007 Qtr 3: 0; 2007 Qtr 4: 1; 2008 Qtr 1: 0; 2008 Qtr 2: 0; 2008 Qtr 3: 0; 2008 Qtr 4: 0 | 1
0 | 253061-Comm. AC <65k single phase unitary ER |  | 7 | Commercial | 14-MLI-Manufacturing–LightIndustry-COOL | 0 |  |  |  |  | 817.8563 | 0 | 127.5 | 0 | 0 | 690.3563 | 201 |  | kWh | 0.166 | 0 | Commercial |  | Annual | [5 empty] | 15 | 0.8 |  |  |  | 1 | 0 | 1 | 0 | 0 | 0 | 0 | 0 | 0 | 0 | 0 | 0 | 2006 Qtr 1: 0; 2006 Qtr 2: 0; 2006 Qtr 3: 0; 2006 Qtr 4: 0; 2007 Qtr 1: 0; 2007 Qtr 2: 0; 2007 Qtr 3: 0; 2007 Qtr 4: 1; 2008 Qtr 1: 0; 2008 Qtr 2: 0; 2008 Qtr 3: 0; 2008 Qtr 4: 0 | 1
0 | 253061-Comm. AC <65k single phase unitary ER |  | 7 | Commercial | 17-OFL-Office–Large-Cooling | 0 |  |  |  |  | 817.8563 | 0 | 85 | 0 | 0 | 732.8563 | 201 |  | kWh | 0.166 | 0 | Commercial |  | Annual | [5 empty] | 15 | 0.8 |  |  |  | 1 | 0 | 3 | 0 | 0 | 0 | 0 | 0 | 0 | 0 | 0 | 0 | 2006 Qtr 1: 0; 2006 Qtr 2: 0; 2006 Qtr 3: 0; 2006 Qtr 4: 0; 2007 Qtr 1: 0; 2007 Qtr 2: 0; 2007 Qtr 3: 0; 2007 Qtr 4: 3; 2008 Qtr 1: 0; 2008 Qtr 2: 0; 2008 Qtr 3: 0; 2008 Qtr 4: 0 | 3
0 | 253061-Comm. AC <65k single phase unitary ER |  | 7 | Commercial | 01-ALC-AllCommercial-Cooling | 0 |  |  |  |  | 817.8563 | 0 | 85 | 0 | 0 | 732.8563 | 201 |  | kWh | 0.166 | 0 | Commercial |  | Annual | [5 empty] | 15 | 0.8 |  |  |  | 1 | 0 | 2 | 0 | 0 | 0 | 0 | 0 | 0 | 0 | 0 | 0 | 2006 Qtr 1: 0; 2006 Qtr 2: 0; 2006 Qtr 3: 0; 2006 Qtr 4: 0; 2007 Qtr 1: 0; 2007 Qtr 2: 0; 2007 Qtr 3: 0; 2007 Qtr 4: 2; 2008 Qtr 1: 0; 2008 Qtr 2: 0; 2008 Qtr 3: 0; 2008 Qtr 4: 0 | 2
0 | 253062-Comm. AC <65k single phase unitary ER |  | 10 | Commercial | 01-ALC-AllCommercial-Cooling | 0 |  |  |  |  | 817.8563 | 0 | 85 | 0 | 0 | 732.8563 | 356 |  | kWh | 0.355 | 0 | Commercial |  | Annual | [5 empty] | 15 | 0.8 |  |  |  | 1 | 0 | 5 | 0 | 0 | 0 | 0 | 0 | 0 | 0 | 0 | 0 | 2006 Qtr 1: 0; 2006 Qtr 2: 0; 2006 Qtr 3: 0; 2006 Qtr 4: 0; 2007 Qtr 1: 0; 2007 Qtr 2: 0; 2007 Qtr 3: 5; 2007 Qtr 4: 0; 2008 Qtr 1: 0; 2008 Qtr 2: 0; 2008 Qtr 3: 0; 2008 Qtr 4: 0 | 5
0 | 253062-Comm. AC <65k single phase unitary ER |  | 10 | Commercial | 01-ALC-AllCommercial-Cooling | 0 |  |  |  |  | 817.8563 | 0 | 85 | 0 | 0 | 732.8563 | 356 |  | kWh | 0.355 | 0 | Commercial |  | Annual | [5 empty] | 15 | 0.8 |  |  |  | 1 | 0 | 3 | 0 | 0 | 0 | 0 | 0 | 0 | 0 | 0 | 0 | 2006 Qtr 1: 0; 2006 Qtr 2: 0; 2006 Qtr 3: 0; 2006 Qtr 4: 0; 2007 Qtr 1: 0; 2007 Qtr 2: 0; 2007 Qtr 3: 3; 2007 Qtr 4: 0; 2008 Qtr 1: 0; 2008 Qtr 2: 0; 2008 Qtr 3: 0; 2008 Qtr 4: 0 | 3
0 | 253062-Comm. AC <65k single phase unitary ER |  | 10 | Commercial | 01-ALC-AllCommercial-Cooling | 0 |  |  |  |  | 817.8563 | 0 | 85 | 0 | 0 | 732.8563 | 356 |  | kWh | 0.355 | 0 | Commercial |  | Annual | [5 empty] | 15 | 0.8 |  |  |  | 1 | 0 | 3 | 0 | 0 | 0 | 0 | 0 | 0 | 0 | 0 | 0 | 2006 Qtr 1: 0; 2006 Qtr 2: 0; 2006 Qtr 3: 0; 2006 Qtr 4: 0; 2007 Qtr 1: 0; 2007 Qtr 2: 0; 2007 Qtr 3: 0; 2007 Qtr 4: 3; 2008 Qtr 1: 0; 2008 Qtr 2: 0; 2008 Qtr 3: 0; 2008 Qtr 4: 0 | 3
0 | 253062-Comm. AC <65k single phase unitary ER |  | 10 | Commercial | 01-ALC-AllCommercial-Cooling | 0 |  |  |  |  | 817.8563 | 0 | 85 | 0 | 0 | 732.8563 | 356 |  | kWh | 0.355 | 0 | Commercial |  | Annual | [5 empty] | 15 | 0.8 |  |  |  | 1 | 0 | 4 | 0 | 0 | 0 | 0 | 0 | 0 | 0 | 0 | 0 | 2006 Qtr 1: 0; 2006 Qtr 2: 0; 2006 Qtr 3: 0; 2006 Qtr 4: 0; 2007 Qtr 1: 0; 2007 Qtr 2: 0; 2007 Qtr 3: 0; 2007 Qtr 4: 4; 2008 Qtr 1: 0; 2008 Qtr 2: 0; 2008 Qtr 3: 0; 2008 Qtr 4: 0 | 4
0 | 253062-Comm. AC <65k single phase unitary ER |  | 10 | Commercial | 18-OFS-Office–Small-Cooling | 0 |  |  |  |  | 817.8563 | 0 | 106.25 | 0 | 0 | 711.6063 | 356 |  | kWh | 0.355 | 0 | Commercial |  | Annual | [5 empty] | 15 | 0.8 |  |  |  | 1 | 0 | 2 | 0 | 0 | 0 | 0 | 0 | 0 | 0 | 0 | 0 | 2006 Qtr 1: 0; 2006 Qtr 2: 0; 2006 Qtr 3: 0; 2006 Qtr 4: 0; 2007 Qtr 1: 0; 2007 Qtr 2: 0; 2007 Qtr 3: 0; 2007 Qtr 4: 2; 2008 Qtr 1: 0; 2008 Qtr 2: 0; 2008 Qtr 3: 0; 2008 Qtr 4: 0 | 2
0 | 253062-Comm. AC <65k single phase unitary ER |  | 10 | Commercial | 24-RTS-Retail–Small-COOL | 0 |  |  |  |  | 817.8563 | 0 | 85 | 0 | 0 | 732.8563 | 356 |  | kWh | 0.355 | 0 | Commercial |  | Annual | [5 empty] | 15 | 0.8 |  |  |  | 1 | 0 | 2 | 0 | 0 | 0 | 0 | 0 | 0 | 0 | 0 | 0 | 2006 Qtr 1: 0; 2006 Qtr 2: 0; 2006 Qtr 3: 0; 2006 Qtr 4: 0; 2007 Qtr 1: 0; 2007 Qtr 2: 0; 2007 Qtr 3: 2; 2007 Qtr 4: 0; 2008 Qtr 1: 0; 2008 Qtr 2: 0; 2008 Qtr 3: 0; 2008 Qtr 4: 0 | 2
0 | 253062-Comm. AC <65k single phase unitary ER |  | 10 | Commercial | 14-MLI-Manufacturing–LightIndustry-COOL | 0 |  |  |  |  | 817.8563 | 0 | 85 | 0 | 0 | 732.8563 | 356 |  | kWh | 0.355 | 0 | Commercial |  | Annual | [5 empty] | 15 | 0.8 |  |  |  | 1 | 0 | 3 | 0 | 0 | 0 | 0 | 0 | 0 | 0 | 0 | 0 | 2006 Qtr 1: 0; 2006 Qtr 2: 0; 2006 Qtr 3: 0; 2006 Qtr 4: 0; 2007 Qtr 1: 0; 2007 Qtr 2: 0; 2007 Qtr 3: 0; 2007 Qtr 4: 3; 2008 Qtr 1: 0; 2008 Qtr 2: 0; 2008 Qtr 3: 0; 2008 Qtr 4: 0 | 3
0 | 253062-Comm. AC <65k single phase unitary ER |  | 10 | Commercial | 14-MLI-Manufacturing–LightIndustry-COOL | 0 |  |  |  |  | 817.8563 | 0 | 85 | 0 | 0 | 732.8563 | 356 |  | kWh | 0.355 | 0 | Commercial |  | Annual | [5 empty] | 15 | 0.8 |  |  |  | 1 | 0 | 3 | 0 | 0 | 0 | 0 | 0 | 0 | 0 | 0 | 0 | 2006 Qtr 1: 0; 2006 Qtr 2: 0; 2006 Qtr 3: 0; 2006 Qtr 4: 0; 2007 Qtr 1: 0; 2007 Qtr 2: 0; 2007 Qtr 3: 0; 2007 Qtr 4: 3; 2008 Qtr 1: 0; 2008 Qtr 2: 0; 2008 Qtr 3: 0; 2008 Qtr 4: 0 | 3
0 | 253062-Comm. AC <65k single phase unitary ER |  | 10 | Commercial | 24-RTS-Retail–Small-COOL | 0 |  |  |  |  | 817.8563 | 0 | 85 | 0 | 0 | 732.8563 | 356 |  | kWh | 0.355 | 0 | Commercial |  | Annual | [5 empty] | 15 | 0.8 |  |  |  | 1 | 0 | 3 | 0 | 0 | 0 | 0 | 0 | 0 | 0 | 0 | 0 | 2006 Qtr 1: 0; 2006 Qtr 2: 0; 2006 Qtr 3: 0; 2006 Qtr 4: 0; 2007 Qtr 1: 0; 2007 Qtr 2: 0; 2007 Qtr 3: 3; 2007 Qtr 4: 0; 2008 Qtr 1: 0; 2008 Qtr 2: 0; 2008 Qtr 3: 0; 2008 Qtr 4: 0 | 3
0 | 253062-Comm. AC <65k single phase unitary ER |  | 10 | Commercial | 01-ALC-AllCommercial-Cooling | 0 |  |  |  |  | 817.8563 | 0 | 85 | 0 | 0 | 732.8563 | 356 |  | kWh | 0.355 | 0 | Commercial |  | Annual | [5 empty] | 15 | 0.8 |  |  |  | 1 | 0 | 3 | 0 | 0 | 0 | 0 | 0 | 0 | 0 | 0 | 0 | 2006 Qtr 1: 0; 2006 Qtr 2: 0; 2006 Qtr 3: 0; 2006 Qtr 4: 0; 2007 Qtr 1: 0; 2007 Qtr 2: 0; 2007 Qtr 3: 0; 2007 Qtr 4: 3; 2008 Qtr 1: 0; 2008 Qtr 2: 0; 2008 Qtr 3: 0; 2008 Qtr 4: 0 | 3
0 | 253062-Comm. AC <65k single phase unitary ER |  | 10 | Commercial | 01-ALC-AllCommercial-Cooling | 0 |  |  |  |  | 817.8563 | 0 | 106.25 | 0 | 0 | 711.6063 | 356 |  | kWh | 0.355 | 0 | Commercial |  | Annual | [5 empty] | 15 | 0.8 |  |  |  | 1 | 0 | 2 | 0 | 0 | 0 | 0 | 0 | 0 | 0 | 0 | 0 | 2006 Qtr 1: 0; 2006 Qtr 2: 0; 2006 Qtr 3: 0; 2006 Qtr 4: 0; 2007 Qtr 1: 0; 2007 Qtr 2: 0; 2007 Qtr 3: 0; 2007 Qtr 4: 2; 2008 Qtr 1: 0; 2008 Qtr 2: 0; 2008 Qtr 3: 0; 2008 Qtr 4: 0 | 2
0 | 253062-Comm. AC <65k single phase unitary ER |  | 10 | Commercial | 01-ALC-AllCommercial-Cooling | 0 |  |  |  |  | 817.8563 | 0 | 85 | 0 | 0 | 732.8563 | 356 |  | kWh | 0.355 | 0 | Commercial |  | Annual | [5 empty] | 15 | 0.8 |  |  |  | 1 | 0 | 2 | 0 | 0 | 0 | 0 | 0 | 0 | 0 | 0 | 0 | 2006 Qtr 1: 0; 2006 Qtr 2: 0; 2006 Qtr 3: 0; 2006 Qtr 4: 0; 2007 Qtr 1: 0; 2007 Qtr 2: 0; 2007 Qtr 3: 0; 2007 Qtr 4: 2; 2008 Qtr 1: 0; 2008 Qtr 2: 0; 2008 Qtr 3: 0; 2008 Qtr 4: 0 | 2
0 | 253062-Comm. AC <65k single phase unitary ER |  | 10 | Commercial | 01-ALC-AllCommercial-Cooling | 0 |  |  |  |  | 817.8563 | 0 | 85 | 0 | 0 | 732.8563 | 356 |  | kWh | 0.355 | 0 | Commercial |  | Annual | [5 empty] | 15 | 0.8 |  |  |  | 1 | 0 | 2 | 0 | 0 | 0 | 0 | 0 | 0 | 0 | 0 | 0 | 2006 Qtr 1: 0; 2006 Qtr 2: 0; 2006 Qtr 3: 0; 2006 Qtr 4: 0; 2007 Qtr 1: 0; 2007 Qtr 2: 0; 2007 Qtr 3: 0; 2007 Qtr 4: 2; 2008 Qtr 1: 0; 2008 Qtr 2: 0; 2008 Qtr 3: 0; 2008 Qtr 4: 0 | 2
0 | 253062-Comm. AC <65k single phase unitary ER |  | 10 | Commercial | 01-ALC-AllCommercial-Cooling | 0 |  |  |  |  | 817.8563 | 0 | 85 | 0 | 0 | 732.8563 | 356 |  | kWh | 0.355 | 0 | Commercial |  | Annual | [5 empty] | 15 | 0.8 |  |  |  | 1 | 0 | 2 | 0 | 0 | 0 | 0 | 0 | 0 | 0 | 0 | 0 | 2006 Qtr 1: 0; 2006 Qtr 2: 0; 2006 Qtr 3: 0; 2006 Qtr 4: 0; 2007 Qtr 1: 0; 2007 Qtr 2: 0; 2007 Qtr 3: 0; 2007 Qtr 4: 2; 2008 Qtr 1: 0; 2008 Qtr 2: 0; 2008 Qtr 3: 0; 2008 Qtr 4: 0 | 2
0 | 253062-Comm. AC <65k single phase unitary ER |  | 10 | Commercial | 01-ALC-AllCommercial-Cooling | 0 |  |  |  |  | 817.8563 | 0 | 85 | 0 | 0 | 732.8563 | 356 |  | kWh | 0.355 | 0 | Commercial |  | Annual | [5 empty] | 15 | 0.8 |  |  |  | 1 | 0 | 2 | 0 | 0 | 0 | 0 | 0 | 0 | 0 | 0 | 0 | 2006 Qtr 1: 0; 2006 Qtr 2: 0; 2006 Qtr 3: 0; 2006 Qtr 4: 0; 2007 Qtr 1: 0; 2007 Qtr 2: 0; 2007 Qtr 3: 0; 2007 Qtr 4: 2; 2008 Qtr 1: 0; 2008 Qtr 2: 0; 2008 Qtr 3: 0; 2008 Qtr 4: 0 | 2
0 | 253062-Comm. AC <65k single phase unitary ER |  | 10 | Commercial | 01-ALC-AllCommercial-Cooling | 0 |  |  |  |  | 817.8563 | 0 | 106.25 | 0 | 0 | 711.6063 | 356 |  | kWh | 0.355 | 0 | Commercial |  | Annual | [5 empty] | 15 | 0.8 |  |  |  | 1 | 0 | 2 | 0 | 0 | 0 | 0 | 0 | 0 | 0 | 0 | 0 | 2006 Qtr 1: 0; 2006 Qtr 2: 0; 2006 Qtr 3: 0; 2006 Qtr 4: 0; 2007 Qtr 1: 0; 2007 Qtr 2: 0; 2007 Qtr 3: 0; 2007 Qtr 4: 2; 2008 Qtr 1: 0; 2008 Qtr 2: 0; 2008 Qtr 3: 0; 2008 Qtr 4: 0 | 2
0 | 253062-Comm. AC <65k single phase unitary ER |  | 10 | Commercial | 01-ALC-AllCommercial-Cooling | 0 |  |  |  |  | 817.8563 | 0 | 85 | 0 | 0 | 732.8563 | 356 |  | kWh | 0.355 | 0 | Commercial |  | Annual | [5 empty] | 15 | 0.8 |  |  |  | 1 | 0 | 3 | 0 | 0 | 0 | 0 | 0 | 0 | 0 | 0 | 0 | 2006 Qtr 1: 0; 2006 Qtr 2: 0; 2006 Qtr 3: 0; 2006 Qtr 4: 0; 2007 Qtr 1: 0; 2007 Qtr 2: 0; 2007 Qtr 3: 0; 2007 Qtr 4: 3; 2008 Qtr 1: 0; 2008 Qtr 2: 0; 2008 Qtr 3: 0; 2008 Qtr 4: 0 | 3
0 | 253062-Comm. AC <65k single phase unitary ER |  | 10 | Commercial | 01-ALC-AllCommercial-Cooling | 0 |  |  |  |  | 817.8563 | 0 | 85 | 0 | 0 | 732.8563 | 356 |  | kWh | 0.355 | 0 | Commercial |  | Annual | [5 empty] | 15 | 0.8 |  |  |  | 1 | 0 | 3 | 0 | 0 | 0 | 0 | 0 | 0 | 0 | 0 | 0 | 2006 Qtr 1: 0; 2006 Qtr 2: 0; 2006 Qtr 3: 0; 2006 Qtr 4: 0; 2007 Qtr 1: 0; 2007 Qtr 2: 0; 2007 Qtr 3: 0; 2007 Qtr 4: 3; 2008 Qtr 1: 0; 2008 Qtr 2: 0; 2008 Qtr 3: 0; 2008 Qtr 4: 0 | 3
0 | 253062-Comm. AC <65k single phase unitary ER |  | 10 | Commercial | 01-ALC-AllCommercial-Cooling | 0 |  |  |  |  | 817.8563 | 0 | 85 | 0 | 0 | 732.8563 | 356 |  | kWh | 0.355 | 0 | Commercial |  | Annual | [5 empty] | 15 | 0.8 |  |  |  | 1 | 0 | 2 | 0 | 0 | 0 | 0 | 0 | 0 | 0 | 0 | 0 | 2006 Qtr 1: 0; 2006 Qtr 2: 0; 2006 Qtr 3: 0; 2006 Qtr 4: 0; 2007 Qtr 1: 0; 2007 Qtr 2: 0; 2007 Qtr 3: 0; 2007 Qtr 4: 2; 2008 Qtr 1: 0; 2008 Qtr 2: 0; 2008 Qtr 3: 0; 2008 Qtr 4: 0 | 2
0 | 253065-Comm. AC <65k three phase split w/o QI ER |  | 7 | Commercial | 01-ALC-AllCommercial-Cooling | 0 |  |  |  |  | 398.6055 | 0 | 50 | 0 | 0 | 348.6055 | 201 |  | kWh | 0.166 | 0 | Commercial |  | Annual | [5 empty] | 15 | 0.8 |  |  |  | 1 | 0 | 2 | 0 | 0 | 0 | 0 | 0 | 0 | 0 | 0 | 0 | 2006 Qtr 1: 0; 2006 Qtr 2: 0; 2006 Qtr 3: 0; 2006 Qtr 4: 0; 2007 Qtr 1: 0; 2007 Qtr 2: 0; 2007 Qtr 3: 2; 2007 Qtr 4: 0; 2008 Qtr 1: 0; 2008 Qtr 2: 0; 2008 Qtr 3: 0; 2008 Qtr 4: 0 | 2
0 | 253065-Comm. AC <65k three phase split w/o QI ER |  | 7 | Commercial | 01-ALC-AllCommercial-Cooling | 0 |  |  |  |  | 398.6055 | 0 | 40 | 0 | 0 | 358.6055 | 201 |  | kWh | 0.166 | 0 | Commercial |  | Annual | [5 empty] | 15 | 0.8 |  |  |  | 1 | 0 | 5 | 0 | 0 | 0 | 0 | 0 | 0 | 0 | 0 | 0 | 2006 Qtr 1: 0; 2006 Qtr 2: 0; 2006 Qtr 3: 0; 2006 Qtr 4: 0; 2007 Qtr 1: 0; 2007 Qtr 2: 0; 2007 Qtr 3: 0; 2007 Qtr 4: 5; 2008 Qtr 1: 0; 2008 Qtr 2: 0; 2008 Qtr 3: 0; 2008 Qtr 4: 0 | 5
0 | 253067-Comm. AC <65k three phase unitary ER |  | 7 | Commercial | 01-ALC-AllCommercial-Cooling | 0 |  |  |  |  | 790.4043 | 0 | 85 | 0 | 0 | 705.4043 | 201 |  | kWh | 0.166 | 0 | Commercial |  | Annual | [5 empty] | 15 | 0.8 |  |  |  | 1 | 0 | 3 | 0 | 0 | 0 | 0 | 0 | 0 | 0 | 0 | 0 | 2006 Qtr 1: 0; 2006 Qtr 2: 0; 2006 Qtr 3: 0; 2006 Qtr 4: 0; 2007 Qtr 1: 0; 2007 Qtr 2: 0; 2007 Qtr 3: 3; 2007 Qtr 4: 0; 2008 Qtr 1: 0; 2008 Qtr 2: 0; 2008 Qtr 3: 0; 2008 Qtr 4: 0 | 3
0 | 253067-Comm. AC <65k three phase unitary ER |  | 7 | Commercial | 01-ALC-AllCommercial-Cooling | 0 |  |  |  |  | 790.4043 | 0 | 30 | 0 | 0 | 760.4043 | 201 |  | kWh | 0.166 | 0 | Commercial |  | Annual | [5 empty] | 15 | 0.8 |  |  |  | 1 | 0 | 3 | 0 | 0 | 0 | 0 | 0 | 0 | 0 | 0 | 0 | 2006 Qtr 1: 0; 2006 Qtr 2: 0; 2006 Qtr 3: 0; 2006 Qtr 4: 0; 2007 Qtr 1: 0; 2007 Qtr 2: 0; 2007 Qtr 3: 3; 2007 Qtr 4: 0; 2008 Qtr 1: 0; 2008 Qtr 2: 0; 2008 Qtr 3: 0; 2008 Qtr 4: 0 | 3
0 | 253067-Comm. AC <65k three phase unitary ER |  | 7 | Commercial | 01-ALC-AllCommercial-Cooling | 0 |  |  |  |  | 790.4043 | 0 | 30 | 0 | 0 | 760.4043 | 201 |  | kWh | 0.166 | 0 | Commercial |  | Annual | [5 empty] | 15 | 0.8 |  |  |  | 1 | 0 | 3 | 0 | 0 | 0 | 0 | 0 | 0 | 0 | 0 | 0 | 2006 Qtr 1: 0; 2006 Qtr 2: 0; 2006 Qtr 3: 0; 2006 Qtr 4: 0; 2007 Qtr 1: 0; 2007 Qtr 2: 0; 2007 Qtr 3: 3; 2007 Qtr 4: 0; 2008 Qtr 1: 0; 2008 Qtr 2: 0; 2008 Qtr 3: 0; 2008 Qtr 4: 0 | 3
0 | 253067-Comm. AC <65k three phase unitary ER |  | 7 | Commercial | 01-ALC-AllCommercial-Cooling | 0 |  |  |  |  | 790.4043 | 0 | 30 | 0 | 0 | 760.4043 | 201 |  | kWh | 0.166 | 0 | Commercial |  | Annual | [5 empty] | 15 | 0.8 |  |  |  | 1 | 0 | 3 | 0 | 0 | 0 | 0 | 0 | 0 | 0 | 0 | 0 | 2006 Qtr 1: 0; 2006 Qtr 2: 0; 2006 Qtr 3: 0; 2006 Qtr 4: 0; 2007 Qtr 1: 0; 2007 Qtr 2: 0; 2007 Qtr 3: 3; 2007 Qtr 4: 0; 2008 Qtr 1: 0; 2008 Qtr 2: 0; 2008 Qtr 3: 0; 2008 Qtr 4: 0 | 3
0 | 253067-Comm. AC <65k three phase unitary ER |  | 10 | Commercial | 01-ALC-AllCommercial-Cooling | 0 |  |  |  |  | 790.4043 | 0 | 30 | 0 | 0 | 760.4043 | 356 |  | kWh | 0.355 | 0 | Commercial |  | Annual | [5 empty] | 15 | 0.8 |  |  |  | 1 | 0 | 4 | 0 | 0 | 0 | 0 | 0 | 0 | 0 | 0 | 0 | 2006 Qtr 1: 0; 2006 Qtr 2: 0; 2006 Qtr 3: 0; 2006 Qtr 4: 0; 2007 Qtr 1: 0; 2007 Qtr 2: 0; 2007 Qtr 3: 4; 2007 Qtr 4: 0; 2008 Qtr 1: 0; 2008 Qtr 2: 0; 2008 Qtr 3: 0; 2008 Qtr 4: 0 | 4
0 | 253067-Comm. AC <65k three phase unitary ER |  | 7 | Commercial | 01-ALC-AllCommercial-Cooling | 0 |  |  |  |  | 790.4043 | 0 | 30 | 0 | 0 | 760.4043 | 201 |  | kWh | 0.166 | 0 | Commercial |  | Annual | [5 empty] | 15 | 0.8 |  |  |  | 1 | 0 | 3 | 0 | 0 | 0 | 0 | 0 | 0 | 0 | 0 | 0 | 2006 Qtr 1: 0; 2006 Qtr 2: 0; 2006 Qtr 3: 0; 2006 Qtr 4: 0; 2007 Qtr 1: 0; 2007 Qtr 2: 0; 2007 Qtr 3: 3; 2007 Qtr 4: 0; 2008 Qtr 1: 0; 2008 Qtr 2: 0; 2008 Qtr 3: 0; 2008 Qtr 4: 0 | 3
0 | 253067-Comm. AC <65k three phase unitary ER |  | 7 | Commercial | 01-ALC-AllCommercial-Cooling | 0 |  |  |  |  | 790.4043 | 0 | 30 | 0 | 0 | 760.4043 | 201 |  | kWh | 0.166 | 0 | Commercial |  | Annual | [5 empty] | 15 | 0.8 |  |  |  | 1 | 0 | 3 | 0 | 0 | 0 | 0 | 0 | 0 | 0 | 0 | 0 | 2006 Qtr 1: 0; 2006 Qtr 2: 0; 2006 Qtr 3: 0; 2006 Qtr 4: 0; 2007 Qtr 1: 0; 2007 Qtr 2: 0; 2007 Qtr 3: 3; 2007 Qtr 4: 0; 2008 Qtr 1: 0; 2008 Qtr 2: 0; 2008 Qtr 3: 0; 2008 Qtr 4: 0 | 3
0 | 253067-Comm. AC <65k three phase unitary ER |  | 7 | Commercial | 01-ALC-AllCommercial-Cooling | 0 |  |  |  |  | 790.4043 | 0 | 85 | 0 | 0 | 705.4043 | 201 |  | kWh | 0.166 | 0 | Commercial |  | Annual | [5 empty] | 15 | 0.8 |  |  |  | 1 | 0 | 5 | 0 | 0 | 0 | 0 | 0 | 0 | 0 | 0 | 0 | 2006 Qtr 1: 0; 2006 Qtr 2: 0; 2006 Qtr 3: 0; 2006 Qtr 4: 0; 2007 Qtr 1: 0; 2007 Qtr 2: 0; 2007 Qtr 3: 5; 2007 Qtr 4: 0; 2008 Qtr 1: 0; 2008 Qtr 2: 0; 2008 Qtr 3: 0; 2008 Qtr 4: 0 | 5
0 | 253067-Comm. AC <65k three phase unitary ER |  | 7 | Commercial | 20-RFF-Restaurant–FastFood-Cooling | 0 |  |  |  |  | 790.4043 | 0 | 85 | 0 | 0 | 705.4043 | 201 |  | kWh | 0.166 | 0 | Commercial |  | Annual | [5 empty] | 15 | 0.8 |  |  |  | 1 | 0 | 4 | 0 | 0 | 0 | 0 | 0 | 0 | 0 | 0 | 0 | 2006 Qtr 1: 0; 2006 Qtr 2: 0; 2006 Qtr 3: 0; 2006 Qtr 4: 0; 2007 Qtr 1: 0; 2007 Qtr 2: 0; 2007 Qtr 3: 0; 2007 Qtr 4: 4; 2008 Qtr 1: 0; 2008 Qtr 2: 0; 2008 Qtr 3: 0; 2008 Qtr 4: 0 | 4
0 | 253067-Comm. AC <65k three phase unitary ER |  | 7 | Commercial | 01-ALC-AllCommercial-Cooling | 0 |  |  |  |  | 790.4043 | 0 | 85 | 0 | 0 | 705.4043 | 201 |  | kWh | 0.166 | 0 | Commercial |  | Annual | [5 empty] | 15 | 0.8 |  |  |  | 1 | 0 | 5 | 0 | 0 | 0 | 0 | 0 | 0 | 0 | 0 | 0 | 2006 Qtr 1: 0; 2006 Qtr 2: 0; 2006 Qtr 3: 0; 2006 Qtr 4: 0; 2007 Qtr 1: 0; 2007 Qtr 2: 0; 2007 Qtr 3: 5; 2007 Qtr 4: 0; 2008 Qtr 1: 0; 2008 Qtr 2: 0; 2008 Qtr 3: 0; 2008 Qtr 4: 0 | 5
0 | 253067-Comm. AC <65k three phase unitary ER |  | 7 | Commercial | 01-ALC-AllCommercial-Cooling | 0 |  |  |  |  | 790.4043 | 0 | 30 | 0 | 0 | 760.4043 | 201 |  | kWh | 0.166 | 0 | Commercial |  | Annual | [5 empty] | 15 | 0.8 |  |  |  | 1 | 0 | 3 | 0 | 0 | 0 | 0 | 0 | 0 | 0 | 0 | 0 | 2006 Qtr 1: 0; 2006 Qtr 2: 0; 2006 Qtr 3: 0; 2006 Qtr 4: 0; 2007 Qtr 1: 0; 2007 Qtr 2: 0; 2007 Qtr 3: 3; 2007 Qtr 4: 0; 2008 Qtr 1: 0; 2008 Qtr 2: 0; 2008 Qtr 3: 0; 2008 Qtr 4: 0 | 3
0 | 253067-Comm. AC <65k three phase unitary ER |  | 7 | Commercial | 20-RFF-Restaurant–FastFood-Cooling | 0 |  |  |  |  | 790.4043 | 0 | 85 | 0 | 0 | 705.4043 | 201 |  | kWh | 0.166 | 0 | Commercial |  | Annual | [5 empty] | 15 | 0.8 |  |  |  | 1 | 0 | 5 | 0 | 0 | 0 | 0 | 0 | 0 | 0 | 0 | 0 | 2006 Qtr 1: 0; 2006 Qtr 2: 0; 2006 Qtr 3: 0; 2006 Qtr 4: 0; 2007 Qtr 1: 0; 2007 Qtr 2: 0; 2007 Qtr 3: 0; 2007 Qtr 4: 5; 2008 Qtr 1: 0; 2008 Qtr 2: 0; 2008 Qtr 3: 0; 2008 Qtr 4: 0 | 5
0 | 253067-Comm. AC <65k three phase unitary ER |  | 7 | Commercial | 01-ALC-AllCommercial-Cooling | 0 |  |  |  |  | 790.4043 | 0 | 30 | 0 | 0 | 760.4043 | 201 |  | kWh | 0.166 | 0 | Commercial |  | Annual | [5 empty] | 15 | 0.8 |  |  |  | 1 | 0 | 4 | 0 | 0 | 0 | 0 | 0 | 0 | 0 | 0 | 0 | 2006 Qtr 1: 0; 2006 Qtr 2: 0; 2006 Qtr 3: 0; 2006 Qtr 4: 0; 2007 Qtr 1: 0; 2007 Qtr 2: 0; 2007 Qtr 3: 4; 2007 Qtr 4: 0; 2008 Qtr 1: 0; 2008 Qtr 2: 0; 2008 Qtr 3: 0; 2008 Qtr 4: 0 | 4
0 | 253067-Comm. AC <65k three phase unitary ER |  | 7 | Commercial | 01-ALC-AllCommercial-Cooling | 0 |  |  |  |  | 790.4043 | 0 | 30 | 0 | 0 | 760.4043 | 201 |  | kWh | 0.166 | 0 | Commercial |  | Annual | [5 empty] | 15 | 0.8 |  |  |  | 1 | 0 | 4 | 0 | 0 | 0 | 0 | 0 | 0 | 0 | 0 | 0 | 2006 Qtr 1: 0; 2006 Qtr 2: 0; 2006 Qtr 3: 0; 2006 Qtr 4: 0; 2007 Qtr 1: 0; 2007 Qtr 2: 0; 2007 Qtr 3: 4; 2007 Qtr 4: 0; 2008 Qtr 1: 0; 2008 Qtr 2: 0; 2008 Qtr 3: 0; 2008 Qtr 4: 0 | 4
0 | 253067-Comm. AC <65k three phase unitary ER |  | 7 | Commercial | 01-ALC-AllCommercial-Cooling | 0 |  |  |  |  | 790.4043 | 0 | 30 | 0 | 0 | 760.4043 | 201 |  | kWh | 0.166 | 0 | Commercial |  | Annual | [5 empty] | 15 | 0.8 |  |  |  | 1 | 0 | 4 | 0 | 0 | 0 | 0 | 0 | 0 | 0 | 0 | 0 | 2006 Qtr 1: 0; 2006 Qtr 2: 0; 2006 Qtr 3: 0; 2006 Qtr 4: 0; 2007 Qtr 1: 0; 2007 Qtr 2: 0; 2007 Qtr 3: 4; 2007 Qtr 4: 0; 2008 Qtr 1: 0; 2008 Qtr 2: 0; 2008 Qtr 3: 0; 2008 Qtr 4: 0 | 4
0 | 253067-Comm. AC <65k three phase unitary ER |  | 7 | Commercial | 01-ALC-AllCommercial-Cooling | 0 |  |  |  |  | 790.4043 | 0 | 30 | 0 | 0 | 760.4043 | 201 |  | kWh | 0.166 | 0 | Commercial |  | Annual | [5 empty] | 15 | 0.8 |  |  |  | 1 | 0 | 4 | 0 | 0 | 0 | 0 | 0 | 0 | 0 | 0 | 0 | 2006 Qtr 1: 0; 2006 Qtr 2: 0; 2006 Qtr 3: 0; 2006 Qtr 4: 0; 2007 Qtr 1: 0; 2007 Qtr 2: 0; 2007 Qtr 3: 4; 2007 Qtr 4: 0; 2008 Qtr 1: 0; 2008 Qtr 2: 0; 2008 Qtr 3: 0; 2008 Qtr 4: 0 | 4
0 | 253067-Comm. AC <65k three phase unitary ER |  | 7 | Commercial | 01-ALC-AllCommercial-Cooling | 0 |  |  |  |  | 790.4043 | 0 | 30 | 0 | 0 | 760.4043 | 201 |  | kWh | 0.166 | 0 | Commercial |  | Annual | [5 empty] | 15 | 0.8 |  |  |  | 1 | 0 | 4 | 0 | 0 | 0 | 0 | 0 | 0 | 0 | 0 | 0 | 2006 Qtr 1: 0; 2006 Qtr 2: 0; 2006 Qtr 3: 0; 2006 Qtr 4: 0; 2007 Qtr 1: 0; 2007 Qtr 2: 0; 2007 Qtr 3: 4; 2007 Qtr 4: 0; 2008 Qtr 1: 0; 2008 Qtr 2: 0; 2008 Qtr 3: 0; 2008 Qtr 4: 0 | 4
0 | 253067-Comm. AC <65k three phase unitary ER |  | 7 | Commercial | 01-ALC-AllCommercial-Cooling | 0 |  |  |  |  | 790.4043 | 0 | 30 | 0 | 0 | 760.4043 | 201 |  | kWh | 0.166 | 0 | Commercial |  | Annual | [5 empty] | 15 | 0.8 |  |  |  | 1 | 0 | 4 | 0 | 0 | 0 | 0 | 0 | 0 | 0 | 0 | 0 | 2006 Qtr 1: 0; 2006 Qtr 2: 0; 2006 Qtr 3: 0; 2006 Qtr 4: 0; 2007 Qtr 1: 0; 2007 Qtr 2: 0; 2007 Qtr 3: 4; 2007 Qtr 4: 0; 2008 Qtr 1: 0; 2008 Qtr 2: 0; 2008 Qtr 3: 0; 2008 Qtr 4: 0 | 4
0 | 253067-Comm. AC <65k three phase unitary ER |  | 7 | Commercial | 01-ALC-AllCommercial-Cooling | 0 |  |  |  |  | 790.4043 | 0 | 85 | 0 | 0 | 705.4043 | 201 |  | kWh | 0.166 | 0 | Commercial |  | Annual | [5 empty] | 15 | 0.8 |  |  |  | 1 | 0 | 5 | 0 | 0 | 0 | 0 | 0 | 0 | 0 | 0 | 0 | 2006 Qtr 1: 0; 2006 Qtr 2: 0; 2006 Qtr 3: 0; 2006 Qtr 4: 0; 2007 Qtr 1: 0; 2007 Qtr 2: 0; 2007 Qtr 3: 5; 2007 Qtr 4: 0; 2008 Qtr 1: 0; 2008 Qtr 2: 0; 2008 Qtr 3: 0; 2008 Qtr 4: 0 | 5
0 | 253067-Comm. AC <65k three phase unitary ER |  | 7 | Commercial | 01-ALC-AllCommercial-Cooling | 0 |  |  |  |  | 790.4043 | 0 | 30 | 0 | 0 | 760.4043 | 201 |  | kWh | 0.166 | 0 | Commercial |  | Annual | [5 empty] | 15 | 0.8 |  |  |  | 1 | 0 | 4 | 0 | 0 | 0 | 0 | 0 | 0 | 0 | 0 | 0 | 2006 Qtr 1: 0; 2006 Qtr 2: 0; 2006 Qtr 3: 0; 2006 Qtr 4: 0; 2007 Qtr 1: 0; 2007 Qtr 2: 0; 2007 Qtr 3: 4; 2007 Qtr 4: 0; 2008 Qtr 1: 0; 2008 Qtr 2: 0; 2008 Qtr 3: 0; 2008 Qtr 4: 0 | 4
0 | 253067-Comm. AC <65k three phase unitary ER |  | System | Commercial | 01-ALC-AllCommercial-Cooling | 0 |  |  |  |  | 790.4043 | 0 | 85 | 0 | 0 | 705.4043 | 280.46 |  | kWh | 0.19186 | 0 | Commercial |  | Annual | [5 empty] | 15 | 0.8 |  |  |  | 1 | 0 | 3 | 0 | 0 | 0 | 0 | 0 | 0 | 0 | 0 | 0 | 2006 Qtr 1: 0; 2006 Qtr 2: 0; 2006 Qtr 3: 0; 2006 Qtr 4: 0; 2007 Qtr 1: 0; 2007 Qtr 2: 0; 2007 Qtr 3: 0; 2007 Qtr 4: 3; 2008 Qtr 1: 0; 2008 Qtr 2: 0; 2008 Qtr 3: 0; 2008 Qtr 4: 0 | 3
0 | 253067-Comm. AC <65k three phase unitary ER |  | 7 | Commercial | 01-ALC-AllCommercial-Cooling | 0 |  |  |  |  | 790.4043 | 0 | 85 | 0 | 0 | 705.4043 | 201 |  | kWh | 0.166 | 0 | Commercial |  | Annual | [5 empty] | 15 | 0.8 |  |  |  | 1 | 0 | 3 | 0 | 0 | 0 | 0 | 0 | 0 | 0 | 0 | 0 | 2006 Qtr 1: 0; 2006 Qtr 2: 0; 2006 Qtr 3: 0; 2006 Qtr 4: 0; 2007 Qtr 1: 0; 2007 Qtr 2: 0; 2007 Qtr 3: 3; 2007 Qtr 4: 0; 2008 Qtr 1: 0; 2008 Qtr 2: 0; 2008 Qtr 3: 0; 2008 Qtr 4: 0 | 3
0 | 253067-Comm. AC <65k three phase unitary ER |  | 7 | Commercial | 01-ALC-AllCommercial-Cooling | 0 |  |  |  |  | 790.4043 | 0 | 30 | 0 | 0 | 760.4043 | 201 |  | kWh | 0.166 | 0 | Commercial |  | Annual | [5 empty] | 15 | 0.8 |  |  |  | 1 | 0 | 4 | 0 | 0 | 0 | 0 | 0 | 0 | 0 | 0 | 0 | 2006 Qtr 1: 0; 2006 Qtr 2: 0; 2006 Qtr 3: 0; 2006 Qtr 4: 0; 2007 Qtr 1: 0; 2007 Qtr 2: 0; 2007 Qtr 3: 4; 2007 Qtr 4: 0; 2008 Qtr 1: 0; 2008 Qtr 2: 0; 2008 Qtr 3: 0; 2008 Qtr 4: 0 | 4
0 | 253067-Comm. AC <65k three phase unitary ER |  | 7 | Commercial | 01-ALC-AllCommercial-Cooling | 0 |  |  |  |  | 790.4043 | 0 | 30 | 0 | 0 | 760.4043 | 201 |  | kWh | 0.166 | 0 | Commercial |  | Annual | [5 empty] | 15 | 0.8 |  |  |  | 1 | 0 | 3 | 0 | 0 | 0 | 0 | 0 | 0 | 0 | 0 | 0 | 2006 Qtr 1: 0; 2006 Qtr 2: 0; 2006 Qtr 3: 0; 2006 Qtr 4: 0; 2007 Qtr 1: 0; 2007 Qtr 2: 0; 2007 Qtr 3: 3; 2007 Qtr 4: 0; 2008 Qtr 1: 0; 2008 Qtr 2: 0; 2008 Qtr 3: 0; 2008 Qtr 4: 0 | 3
0 | 253067-Comm. AC <65k three phase unitary ER |  | 7 | Commercial | 24-RTS-Retail–Small-COOL | 0 |  |  |  |  | 790.4043 | 0 | 85 | 0 | 0 | 705.4043 | 201 |  | kWh | 0.166 | 0 | Commercial |  | Annual | [5 empty] | 15 | 0.8 |  |  |  | 1 | 0 | 5 | 0 | 0 | 0 | 0 | 0 | 0 | 0 | 0 | 0 | 2006 Qtr 1: 0; 2006 Qtr 2: 0; 2006 Qtr 3: 0; 2006 Qtr 4: 0; 2007 Qtr 1: 0; 2007 Qtr 2: 0; 2007 Qtr 3: 5; 2007 Qtr 4: 0; 2008 Qtr 1: 0; 2008 Qtr 2: 0; 2008 Qtr 3: 0; 2008 Qtr 4: 0 | 5
0 | 253067-Comm. AC <65k three phase unitary ER |  | 7 | Commercial | 01-ALC-AllCommercial-Cooling | 0 |  |  |  |  | 790.4043 | 0 | 30 | 0 | 0 | 760.4043 | 201 |  | kWh | 0.166 | 0 | Commercial |  | Annual | [5 empty] | 15 | 0.8 |  |  |  | 1 | 0 | 3 | 0 | 0 | 0 | 0 | 0 | 0 | 0 | 0 | 0 | 2006 Qtr 1: 0; 2006 Qtr 2: 0; 2006 Qtr 3: 0; 2006 Qtr 4: 0; 2007 Qtr 1: 0; 2007 Qtr 2: 0; 2007 Qtr 3: 3; 2007 Qtr 4: 0; 2008 Qtr 1: 0; 2008 Qtr 2: 0; 2008 Qtr 3: 0; 2008 Qtr 4: 0 | 3
0 | 253067-Comm. AC <65k three phase unitary ER |  | 10 | Commercial | 01-ALC-AllCommercial-Cooling | 0 |  |  |  |  | 790.4043 | 0 | 30 | 0 | 0 | 760.4043 | 356 |  | kWh | 0.355 | 0 | Commercial |  | Annual | [5 empty] | 15 | 0.8 |  |  |  | 1 | 0 | 4 | 0 | 0 | 0 | 0 | 0 | 0 | 0 | 0 | 0 | 2006 Qtr 1: 0; 2006 Qtr 2: 0; 2006 Qtr 3: 0; 2006 Qtr 4: 0; 2007 Qtr 1: 0; 2007 Qtr 2: 0; 2007 Qtr 3: 4; 2007 Qtr 4: 0; 2008 Qtr 1: 0; 2008 Qtr 2: 0; 2008 Qtr 3: 0; 2008 Qtr 4: 0 | 4
0 | 253067-Comm. AC <65k three phase unitary ER |  | 7 | Commercial | 01-ALC-AllCommercial-Cooling | 0 |  |  |  |  | 790.4043 | 0 | 30 | 0 | 0 | 760.4043 | 201 |  | kWh | 0.166 | 0 | Commercial |  | Annual | [5 empty] | 15 | 0.8 |  |  |  | 1 | 0 | 3 | 0 | 0 | 0 | 0 | 0 | 0 | 0 | 0 | 0 | 2006 Qtr 1: 0; 2006 Qtr 2: 0; 2006 Qtr 3: 0; 2006 Qtr 4: 0; 2007 Qtr 1: 0; 2007 Qtr 2: 0; 2007 Qtr 3: 3; 2007 Qtr 4: 0; 2008 Qtr 1: 0; 2008 Qtr 2: 0; 2008 Qtr 3: 0; 2008 Qtr 4: 0 | 3
0 | 253067-Comm. AC <65k three phase unitary ER |  | 7 | Commercial | 12-MBT-Manufacturing–Bio/Tech-COOL | 0 |  |  |  |  | 790.4043 | 0 | 85 | 0 | 0 | 705.4043 | 201 |  | kWh | 0.166 | 0 | Commercial |  | Annual | [5 empty] | 15 | 0.8 |  |  |  | 1 | 0 | 3 | 0 | 0 | 0 | 0 | 0 | 0 | 0 | 0 | 0 | 2006 Qtr 1: 0; 2006 Qtr 2: 0; 2006 Qtr 3: 0; 2006 Qtr 4: 0; 2007 Qtr 1: 0; 2007 Qtr 2: 0; 2007 Qtr 3: 3; 2007 Qtr 4: 0; 2008 Qtr 1: 0; 2008 Qtr 2: 0; 2008 Qtr 3: 0; 2008 Qtr 4: 0 | 3
0 | 253067-Comm. AC <65k three phase unitary ER |  | 7 | Commercial | 12-MBT-Manufacturing–Bio/Tech-COOL | 0 |  |  |  |  | 790.4043 | 0 | 85 | 0 | 0 | 705.4043 | 201 |  | kWh | 0.166 | 0 | Commercial |  | Annual | [5 empty] | 15 | 0.8 |  |  |  | 1 | 0 | 3 | 0 | 0 | 0 | 0 | 0 | 0 | 0 | 0 | 0 | 2006 Qtr 1: 0; 2006 Qtr 2: 0; 2006 Qtr 3: 0; 2006 Qtr 4: 0; 2007 Qtr 1: 0; 2007 Qtr 2: 0; 2007 Qtr 3: 3; 2007 Qtr 4: 0; 2008 Qtr 1: 0; 2008 Qtr 2: 0; 2008 Qtr 3: 0; 2008 Qtr 4: 0 | 3
0 | 253067-Comm. AC <65k three phase unitary ER |  | 7 | Commercial | 01-ALC-AllCommercial-Cooling | 0 |  |  |  |  | 790.4043 | 0 | 30 | 0 | 0 | 760.4043 | 201 |  | kWh | 0.166 | 0 | Commercial |  | Annual | [5 empty] | 15 | 0.8 |  |  |  | 1 | 0 | 3 | 0 | 0 | 0 | 0 | 0 | 0 | 0 | 0 | 0 | 2006 Qtr 1: 0; 2006 Qtr 2: 0; 2006 Qtr 3: 0; 2006 Qtr 4: 0; 2007 Qtr 1: 0; 2007 Qtr 2: 0; 2007 Qtr 3: 3; 2007 Qtr 4: 0; 2008 Qtr 1: 0; 2008 Qtr 2: 0; 2008 Qtr 3: 0; 2008 Qtr 4: 0 | 3
0 | 253067-Comm. AC <65k three phase unitary ER |  | 7 | Commercial | 01-ALC-AllCommercial-Cooling | 0 |  |  |  |  | 790.4043 | 0 | 30 | 0 | 0 | 760.4043 | 201 |  | kWh | 0.166 | 0 | Commercial |  | Annual | [5 empty] | 15 | 0.8 |  |  |  | 1 | 0 | 3 | 0 | 0 | 0 | 0 | 0 | 0 | 0 | 0 | 0 | 2006 Qtr 1: 0; 2006 Qtr 2: 0; 2006 Qtr 3: 0; 2006 Qtr 4: 0; 2007 Qtr 1: 0; 2007 Qtr 2: 0; 2007 Qtr 3: 3; 2007 Qtr 4: 0; 2008 Qtr 1: 0; 2008 Qtr 2: 0; 2008 Qtr 3: 0; 2008 Qtr 4: 0 | 3
0 | 253067-Comm. AC <65k three phase unitary ER |  | 10 | Commercial | 01-ALC-AllCommercial-Cooling | 0 |  |  |  |  | 790.4043 | 0 | 30 | 0 | 0 | 760.4043 | 356 |  | kWh | 0.355 | 0 | Commercial |  | Annual | [5 empty] | 15 | 0.8 |  |  |  | 1 | 0 | 4 | 0 | 0 | 0 | 0 | 0 | 0 | 0 | 0 | 0 | 2006 Qtr 1: 0; 2006 Qtr 2: 0; 2006 Qtr 3: 0; 2006 Qtr 4: 0; 2007 Qtr 1: 0; 2007 Qtr 2: 0; 2007 Qtr 3: 4; 2007 Qtr 4: 0; 2008 Qtr 1: 0; 2008 Qtr 2: 0; 2008 Qtr 3: 0; 2008 Qtr 4: 0 | 4
0 | 253067-Comm. AC <65k three phase unitary ER |  | 7 | Commercial | 01-ALC-AllCommercial-Cooling | 0 |  |  |  |  | 790.4043 | 0 | 30 | 0 | 0 | 760.4043 | 201 |  | kWh | 0.166 | 0 | Commercial |  | Annual | [5 empty] | 15 | 0.8 |  |  |  | 1 | 0 | 5 | 0 | 0 | 0 | 0 | 0 | 0 | 0 | 0 | 0 | 2006 Qtr 1: 0; 2006 Qtr 2: 0; 2006 Qtr 3: 0; 2006 Qtr 4: 0; 2007 Qtr 1: 0; 2007 Qtr 2: 0; 2007 Qtr 3: 5; 2007 Qtr 4: 0; 2008 Qtr 1: 0; 2008 Qtr 2: 0; 2008 Qtr 3: 0; 2008 Qtr 4: 0 | 5
0 | 253067-Comm. AC <65k three phase unitary ER |  | 10 | Commercial | 01-ALC-AllCommercial-Cooling | 0 |  |  |  |  | 790.4043 | 0 | 30 | 0 | 0 | 760.4043 | 356 |  | kWh | 0.355 | 0 | Commercial |  | Annual | [5 empty] | 15 | 0.8 |  |  |  | 1 | 0 | 4 | 0 | 0 | 0 | 0 | 0 | 0 | 0 | 0 | 0 | 2006 Qtr 1: 0; 2006 Qtr 2: 0; 2006 Qtr 3: 0; 2006 Qtr 4: 0; 2007 Qtr 1: 0; 2007 Qtr 2: 0; 2007 Qtr 3: 4; 2007 Qtr 4: 0; 2008 Qtr 1: 0; 2008 Qtr 2: 0; 2008 Qtr 3: 0; 2008 Qtr 4: 0 | 4
0 | 253067-Comm. AC <65k three phase unitary ER |  | 7 | Commercial | 01-ALC-AllCommercial-Cooling | 0 |  |  |  |  | 790.4043 | 0 | 30 | 0 | 0 | 760.4043 | 201 |  | kWh | 0.166 | 0 | Commercial |  | Annual | [5 empty] | 15 | 0.8 |  |  |  | 1 | 0 | 3 | 0 | 0 | 0 | 0 | 0 | 0 | 0 | 0 | 0 | 2006 Qtr 1: 0; 2006 Qtr 2: 0; 2006 Qtr 3: 0; 2006 Qtr 4: 0; 2007 Qtr 1: 0; 2007 Qtr 2: 0; 2007 Qtr 3: 3; 2007 Qtr 4: 0; 2008 Qtr 1: 0; 2008 Qtr 2: 0; 2008 Qtr 3: 0; 2008 Qtr 4: 0 | 3
0 | 253067-Comm. AC <65k three phase unitary ER |  | 7 | Commercial | 01-ALC-AllCommercial-Cooling | 0 |  |  |  |  | 790.4043 | 0 | 99.1667 | 0 | 0 | 691.2376 | 201 |  | kWh | 0.166 | 0 | Commercial |  | Annual | [5 empty] | 15 | 0.8 |  |  |  | 1 | 0 | 3 | 0 | 0 | 0 | 0 | 0 | 0 | 0 | 0 | 0 | 2006 Qtr 1: 0; 2006 Qtr 2: 0; 2006 Qtr 3: 0; 2006 Qtr 4: 0; 2007 Qtr 1: 0; 2007 Qtr 2: 0; 2007 Qtr 3: 0; 2007 Qtr 4: 3; 2008 Qtr 1: 0; 2008 Qtr 2: 0; 2008 Qtr 3: 0; 2008 Qtr 4: 0 | 3
0 | 253067-Comm. AC <65k three phase unitary ER |  | 7 | Commercial | 01-ALC-AllCommercial-Cooling | 0 |  |  |  |  | 790.4043 | 0 | 30 | 0 | 0 | 760.4043 | 201 |  | kWh | 0.166 | 0 | Commercial |  | Annual | [5 empty] | 15 | 0.8 |  |  |  | 1 | 0 | 3 | 0 | 0 | 0 | 0 | 0 | 0 | 0 | 0 | 0 | 2006 Qtr 1: 0; 2006 Qtr 2: 0; 2006 Qtr 3: 0; 2006 Qtr 4: 0; 2007 Qtr 1: 0; 2007 Qtr 2: 0; 2007 Qtr 3: 3; 2007 Qtr 4: 0; 2008 Qtr 1: 0; 2008 Qtr 2: 0; 2008 Qtr 3: 0; 2008 Qtr 4: 0 | 3
0 | 253067-Comm. AC <65k three phase unitary ER |  | 10 | Commercial | 01-ALC-AllCommercial-Cooling | 0 |  |  |  |  | 790.4043 | 0 | 30 | 0 | 0 | 760.4043 | 356 |  | kWh | 0.355 | 0 | Commercial |  | Annual | [5 empty] | 15 | 0.8 |  |  |  | 1 | 0 | 4 | 0 | 0 | 0 | 0 | 0 | 0 | 0 | 0 | 0 | 2006 Qtr 1: 0; 2006 Qtr 2: 0; 2006 Qtr 3: 0; 2006 Qtr 4: 0; 2007 Qtr 1: 0; 2007 Qtr 2: 0; 2007 Qtr 3: 4; 2007 Qtr 4: 0; 2008 Qtr 1: 0; 2008 Qtr 2: 0; 2008 Qtr 3: 0; 2008 Qtr 4: 0 | 4
0 | 253067-Comm. AC <65k three phase unitary ER |  | 10 | Commercial | 01-ALC-AllCommercial-Cooling | 0 |  |  |  |  | 790.4043 | 0 | 30 | 0 | 0 | 760.4043 | 356 |  | kWh | 0.355 | 0 | Commercial |  | Annual | [5 empty] | 15 | 0.8 |  |  |  | 1 | 0 | 4 | 0 | 0 | 0 | 0 | 0 | 0 | 0 | 0 | 0 | 2006 Qtr 1: 0; 2006 Qtr 2: 0; 2006 Qtr 3: 0; 2006 Qtr 4: 0; 2007 Qtr 1: 0; 2007 Qtr 2: 0; 2007 Qtr 3: 4; 2007 Qtr 4: 0; 2008 Qtr 1: 0; 2008 Qtr 2: 0; 2008 Qtr 3: 0; 2008 Qtr 4: 0 | 4
0 | 253067-Comm. AC <65k three phase unitary ER |  | 10 | Commercial | 01-ALC-AllCommercial-Cooling | 0 |  |  |  |  | 790.4043 | 0 | 30 | 0 | 0 | 760.4043 | 356 |  | kWh | 0.355 | 0 | Commercial |  | Annual | [5 empty] | 15 | 0.8 |  |  |  | 1 | 0 | 4 | 0 | 0 | 0 | 0 | 0 | 0 | 0 | 0 | 0 | 2006 Qtr 1: 0; 2006 Qtr 2: 0; 2006 Qtr 3: 0; 2006 Qtr 4: 0; 2007 Qtr 1: 0; 2007 Qtr 2: 0; 2007 Qtr 3: 4; 2007 Qtr 4: 0; 2008 Qtr 1: 0; 2008 Qtr 2: 0; 2008 Qtr 3: 0; 2008 Qtr 4: 0 | 4
0 | 253067-Comm. AC <65k three phase unitary ER |  | 10 | Commercial | 01-ALC-AllCommercial-Cooling | 0 |  |  |  |  | 790.4043 | 0 | 30 | 0 | 0 | 760.4043 | 356 |  | kWh | 0.355 | 0 | Commercial |  | Annual | [5 empty] | 15 | 0.8 |  |  |  | 1 | 0 | 4 | 0 | 0 | 0 | 0 | 0 | 0 | 0 | 0 | 0 | 2006 Qtr 1: 0; 2006 Qtr 2: 0; 2006 Qtr 3: 0; 2006 Qtr 4: 0; 2007 Qtr 1: 0; 2007 Qtr 2: 0; 2007 Qtr 3: 4; 2007 Qtr 4: 0; 2008 Qtr 1: 0; 2008 Qtr 2: 0; 2008 Qtr 3: 0; 2008 Qtr 4: 0 | 4
0 | 253067-Comm. AC <65k three phase unitary ER |  | 7 | Commercial | 01-ALC-AllCommercial-Cooling | 0 |  |  |  |  | 790.4043 | 0 | 99.1667 | 0 | 0 | 691.2376 | 201 |  | kWh | 0.166 | 0 | Commercial |  | Annual | [5 empty] | 15 | 0.8 |  |  |  | 1 | 0 | 3 | 0 | 0 | 0 | 0 | 0 | 0 | 0 | 0 | 0 | 2006 Qtr 1: 0; 2006 Qtr 2: 0; 2006 Qtr 3: 0; 2006 Qtr 4: 0; 2007 Qtr 1: 0; 2007 Qtr 2: 0; 2007 Qtr 3: 0; 2007 Qtr 4: 3; 2008 Qtr 1: 0; 2008 Qtr 2: 0; 2008 Qtr 3: 0; 2008 Qtr 4: 0 | 3
0 | 253067-Comm. AC <65k three phase unitary ER |  | 7 | Commercial | 01-ALC-AllCommercial-Cooling | 0 |  |  |  |  | 790.4043 | 0 | 99.1667 | 0 | 0 | 691.2376 | 201 |  | kWh | 0.166 | 0 | Commercial |  | Annual | [5 empty] | 15 | 0.8 |  |  |  | 1 | 0 | 3 | 0 | 0 | 0 | 0 | 0 | 0 | 0 | 0 | 0 | 2006 Qtr 1: 0; 2006 Qtr 2: 0; 2006 Qtr 3: 0; 2006 Qtr 4: 0; 2007 Qtr 1: 0; 2007 Qtr 2: 0; 2007 Qtr 3: 0; 2007 Qtr 4: 3; 2008 Qtr 1: 0; 2008 Qtr 2: 0; 2008 Qtr 3: 0; 2008 Qtr 4: 0 | 3
0 | 253067-Comm. AC <65k three phase unitary ER |  | 7 | Commercial | 20-RFF-Restaurant–FastFood-Cooling | 0 |  |  |  |  | 790.4043 | 0 | 85 | 0 | 0 | 705.4043 | 201 |  | kWh | 0.166 | 0 | Commercial |  | Annual | [5 empty] | 15 | 0.8 |  |  |  | 1 | 0 | 5 | 0 | 0 | 0 | 0 | 0 | 0 | 0 | 0 | 0 | 2006 Qtr 1: 0; 2006 Qtr 2: 0; 2006 Qtr 3: 0; 2006 Qtr 4: 0; 2007 Qtr 1: 0; 2007 Qtr 2: 0; 2007 Qtr 3: 0; 2007 Qtr 4: 5; 2008 Qtr 1: 0; 2008 Qtr 2: 0; 2008 Qtr 3: 0; 2008 Qtr 4: 0 | 5
0 | 253067-Comm. AC <65k three phase unitary ER |  | 7 | Commercial | 01-ALC-AllCommercial-Cooling | 0 |  |  |  |  | 790.4043 | 0 | 30 | 0 | 0 | 760.4043 | 201 |  | kWh | 0.166 | 0 | Commercial |  | Annual | [5 empty] | 15 | 0.8 |  |  |  | 1 | 0 | 3 | 0 | 0 | 0 | 0 | 0 | 0 | 0 | 0 | 0 | 2006 Qtr 1: 0; 2006 Qtr 2: 0; 2006 Qtr 3: 0; 2006 Qtr 4: 0; 2007 Qtr 1: 0; 2007 Qtr 2: 0; 2007 Qtr 3: 3; 2007 Qtr 4: 0; 2008 Qtr 1: 0; 2008 Qtr 2: 0; 2008 Qtr 3: 0; 2008 Qtr 4: 0 | 3
0 | 253067-Comm. AC <65k three phase unitary ER |  | 10 | Commercial | 01-ALC-AllCommercial-Cooling | 0 |  |  |  |  | 790.4043 | 0 | 30 | 0 | 0 | 760.4043 | 356 |  | kWh | 0.355 | 0 | Commercial |  | Annual | [5 empty] | 15 | 0.8 |  |  |  | 1 | 0 | 4 | 0 | 0 | 0 | 0 | 0 | 0 | 0 | 0 | 0 | 2006 Qtr 1: 0; 2006 Qtr 2: 0; 2006 Qtr 3: 0; 2006 Qtr 4: 0; 2007 Qtr 1: 0; 2007 Qtr 2: 0; 2007 Qtr 3: 4; 2007 Qtr 4: 0; 2008 Qtr 1: 0; 2008 Qtr 2: 0; 2008 Qtr 3: 0; 2008 Qtr 4: 0 | 4
0 | 253067-Comm. AC <65k three phase unitary ER |  | 7 | Commercial | 01-ALC-AllCommercial-Cooling | 0 |  |  |  |  | 790.4043 | 0 | 30 | 0 | 0 | 760.4043 | 201 |  | kWh | 0.166 | 0 | Commercial |  | Annual | [5 empty] | 15 | 0.8 |  |  |  | 1 | 0 | 3 | 0 | 0 | 0 | 0 | 0 | 0 | 0 | 0 | 0 | 2006 Qtr 1: 0; 2006 Qtr 2: 0; 2006 Qtr 3: 0; 2006 Qtr 4: 0; 2007 Qtr 1: 0; 2007 Qtr 2: 0; 2007 Qtr 3: 3; 2007 Qtr 4: 0; 2008 Qtr 1: 0; 2008 Qtr 2: 0; 2008 Qtr 3: 0; 2008 Qtr 4: 0 | 3
0 | 253067-Comm. AC <65k three phase unitary ER |  | 10 | Commercial | 01-ALC-AllCommercial-Cooling | 0 |  |  |  |  | 790.4043 | 0 | 30 | 0 | 0 | 760.4043 | 356 |  | kWh | 0.355 | 0 | Commercial |  | Annual | [5 empty] | 15 | 0.8 |  |  |  | 1 | 0 | 4 | 0 | 0 | 0 | 0 | 0 | 0 | 0 | 0 | 0 | 2006 Qtr 1: 0; 2006 Qtr 2: 0; 2006 Qtr 3: 0; 2006 Qtr 4: 0; 2007 Qtr 1: 0; 2007 Qtr 2: 0; 2007 Qtr 3: 4; 2007 Qtr 4: 0; 2008 Qtr 1: 0; 2008 Qtr 2: 0; 2008 Qtr 3: 0; 2008 Qtr 4: 0 | 4
0 | 253067-Comm. AC <65k three phase unitary ER |  | 7 | Commercial | 01-ALC-AllCommercial-Cooling | 0 |  |  |  |  | 790.4043 | 0 | 85 | 0 | 0 | 705.4043 | 201 |  | kWh | 0.166 | 0 | Commercial |  | Annual | [5 empty] | 15 | 0.8 |  |  |  | 1 | 0 | 3 | 0 | 0 | 0 | 0 | 0 | 0 | 0 | 0 | 0 | 2006 Qtr 1: 0; 2006 Qtr 2: 0; 2006 Qtr 3: 0; 2006 Qtr 4: 0; 2007 Qtr 1: 0; 2007 Qtr 2: 0; 2007 Qtr 3: 3; 2007 Qtr 4: 0; 2008 Qtr 1: 0; 2008 Qtr 2: 0; 2008 Qtr 3: 0; 2008 Qtr 4: 0 | 3
0 | 253067-Comm. AC <65k three phase unitary ER |  | 7 | Commercial | 01-ALC-AllCommercial-Cooling | 0 |  |  |  |  | 790.4043 | 0 | 85 | 0 | 0 | 705.4043 | 201 |  | kWh | 0.166 | 0 | Commercial |  | Annual | [5 empty] | 15 | 0.8 |  |  |  | 1 | 0 | 3 | 0 | 0 | 0 | 0 | 0 | 0 | 0 | 0 | 0 | 2006 Qtr 1: 0; 2006 Qtr 2: 0; 2006 Qtr 3: 0; 2006 Qtr 4: 0; 2007 Qtr 1: 0; 2007 Qtr 2: 0; 2007 Qtr 3: 3; 2007 Qtr 4: 0; 2008 Qtr 1: 0; 2008 Qtr 2: 0; 2008 Qtr 3: 0; 2008 Qtr 4: 0 | 3
0 | 253067-Comm. AC <65k three phase unitary ER |  | 10 | Commercial | 01-ALC-AllCommercial-Cooling | 0 |  |  |  |  | 790.4043 | 0 | 30 | 0 | 0 | 760.4043 | 356 |  | kWh | 0.355 | 0 | Commercial |  | Annual | [5 empty] | 15 | 0.8 |  |  |  | 1 | 0 | 3 | 0 | 0 | 0 | 0 | 0 | 0 | 0 | 0 | 0 | 2006 Qtr 1: 0; 2006 Qtr 2: 0; 2006 Qtr 3: 0; 2006 Qtr 4: 0; 2007 Qtr 1: 0; 2007 Qtr 2: 0; 2007 Qtr 3: 3; 2007 Qtr 4: 0; 2008 Qtr 1: 0; 2008 Qtr 2: 0; 2008 Qtr 3: 0; 2008 Qtr 4: 0 | 3
0 | 253067-Comm. AC <65k three phase unitary ER |  | 10 | Commercial | 01-ALC-AllCommercial-Cooling | 0 |  |  |  |  | 790.4043 | 0 | 30 | 0 | 0 | 760.4043 | 356 |  | kWh | 0.355 | 0 | Commercial |  | Annual | [5 empty] | 15 | 0.8 |  |  |  | 1 | 0 | 3 | 0 | 0 | 0 | 0 | 0 | 0 | 0 | 0 | 0 | 2006 Qtr 1: 0; 2006 Qtr 2: 0; 2006 Qtr 3: 0; 2006 Qtr 4: 0; 2007 Qtr 1: 0; 2007 Qtr 2: 0; 2007 Qtr 3: 3; 2007 Qtr 4: 0; 2008 Qtr 1: 0; 2008 Qtr 2: 0; 2008 Qtr 3: 0; 2008 Qtr 4: 0 | 3
0 | 253067-Comm. AC <65k three phase unitary ER |  | 10 | Commercial | 01-ALC-AllCommercial-Cooling | 0 |  |  |  |  | 790.4043 | 0 | 30 | 0 | 0 | 760.4043 | 356 |  | kWh | 0.355 | 0 | Commercial |  | Annual | [5 empty] | 15 | 0.8 |  |  |  | 1 | 0 | 3 | 0 | 0 | 0 | 0 | 0 | 0 | 0 | 0 | 0 | 2006 Qtr 1: 0; 2006 Qtr 2: 0; 2006 Qtr 3: 0; 2006 Qtr 4: 0; 2007 Qtr 1: 0; 2007 Qtr 2: 0; 2007 Qtr 3: 3; 2007 Qtr 4: 0; 2008 Qtr 1: 0; 2008 Qtr 2: 0; 2008 Qtr 3: 0; 2008 Qtr 4: 0 | 3
0 | 253067-Comm. AC <65k three phase unitary ER |  | 7 | Commercial | 01-ALC-AllCommercial-Cooling | 0 |  |  |  |  | 790.4043 | 0 | 85 | 0 | 0 | 705.4043 | 201 |  | kWh | 0.166 | 0 | Commercial |  | Annual | [5 empty] | 15 | 0.8 |  |  |  | 1 | 0 | 5 | 0 | 0 | 0 | 0 | 0 | 0 | 0 | 0 | 0 | 2006 Qtr 1: 0; 2006 Qtr 2: 0; 2006 Qtr 3: 0; 2006 Qtr 4: 0; 2007 Qtr 1: 0; 2007 Qtr 2: 0; 2007 Qtr 3: 5; 2007 Qtr 4: 0; 2008 Qtr 1: 0; 2008 Qtr 2: 0; 2008 Qtr 3: 0; 2008 Qtr 4: 0 | 5
0 | 253067-Comm. AC <65k three phase unitary ER |  | 10 | Commercial | 01-ALC-AllCommercial-Cooling | 0 |  |  |  |  | 790.4043 | 0 | 30 | 0 | 0 | 760.4043 | 356 |  | kWh | 0.355 | 0 | Commercial |  | Annual | [5 empty] | 15 | 0.8 |  |  |  | 1 | 0 | 5 | 0 | 0 | 0 | 0 | 0 | 0 | 0 | 0 | 0 | 2006 Qtr 1: 0; 2006 Qtr 2: 0; 2006 Qtr 3: 0; 2006 Qtr 4: 0; 2007 Qtr 1: 0; 2007 Qtr 2: 0; 2007 Qtr 3: 5; 2007 Qtr 4: 0; 2008 Qtr 1: 0; 2008 Qtr 2: 0; 2008 Qtr 3: 0; 2008 Qtr 4: 0 | 5
0 | 253067-Comm. AC <65k three phase unitary ER |  | 7 | Commercial | 01-ALC-AllCommercial-Cooling | 0 |  |  |  |  | 790.4043 | 0 | 85 | 0 | 0 | 705.4043 | 201 |  | kWh | 0.166 | 0 | Commercial |  | Annual | [5 empty] | 15 | 0.8 |  |  |  | 1 | 0 | 3 | 0 | 0 | 0 | 0 | 0 | 0 | 0 | 0 | 0 | 2006 Qtr 1: 0; 2006 Qtr 2: 0; 2006 Qtr 3: 0; 2006 Qtr 4: 0; 2007 Qtr 1: 0; 2007 Qtr 2: 0; 2007 Qtr 3: 3; 2007 Qtr 4: 0; 2008 Qtr 1: 0; 2008 Qtr 2: 0; 2008 Qtr 3: 0; 2008 Qtr 4: 0 | 3
0 | 253067-Comm. AC <65k three phase unitary ER |  | 7 | Commercial | 01-ALC-AllCommercial-Cooling | 0 |  |  |  |  | 790.4043 | 0 | 85 | 0 | 0 | 705.4043 | 201 |  | kWh | 0.166 | 0 | Commercial |  | Annual | [5 empty] | 15 | 0.8 |  |  |  | 1 | 0 | 4 | 0 | 0 | 0 | 0 | 0 | 0 | 0 | 0 | 0 | 2006 Qtr 1: 0; 2006 Qtr 2: 0; 2006 Qtr 3: 0; 2006 Qtr 4: 0; 2007 Qtr 1: 0; 2007 Qtr 2: 0; 2007 Qtr 3: 4; 2007 Qtr 4: 0; 2008 Qtr 1: 0; 2008 Qtr 2: 0; 2008 Qtr 3: 0; 2008 Qtr 4: 0 | 4
0 | 253067-Comm. AC <65k three phase unitary ER |  | 10 | Commercial | 01-ALC-AllCommercial-Cooling | 0 |  |  |  |  | 790.4043 | 0 | 30 | 0 | 0 | 760.4043 | 356 |  | kWh | 0.355 | 0 | Commercial |  | Annual | [5 empty] | 15 | 0.8 |  |  |  | 1 | 0 | 3 | 0 | 0 | 0 | 0 | 0 | 0 | 0 | 0 | 0 | 2006 Qtr 1: 0; 2006 Qtr 2: 0; 2006 Qtr 3: 0; 2006 Qtr 4: 0; 2007 Qtr 1: 0; 2007 Qtr 2: 0; 2007 Qtr 3: 3; 2007 Qtr 4: 0; 2008 Qtr 1: 0; 2008 Qtr 2: 0; 2008 Qtr 3: 0; 2008 Qtr 4: 0 | 3
0 | 253067-Comm. AC <65k three phase unitary ER |  | 7 | Commercial | 20-RFF-Restaurant–FastFood-Cooling | 0 |  |  |  |  | 790.4043 | 0 | 85 | 0 | 0 | 705.4043 | 201 |  | kWh | 0.166 | 0 | Commercial |  | Annual | [5 empty] | 15 | 0.8 |  |  |  | 1 | 0 | 5 | 0 | 0 | 0 | 0 | 0 | 0 | 0 | 0 | 0 | 2006 Qtr 1: 0; 2006 Qtr 2: 0; 2006 Qtr 3: 0; 2006 Qtr 4: 0; 2007 Qtr 1: 0; 2007 Qtr 2: 0; 2007 Qtr 3: 0; 2007 Qtr 4: 5; 2008 Qtr 1: 0; 2008 Qtr 2: 0; 2008 Qtr 3: 0; 2008 Qtr 4: 0 | 5
0 | 253067-Comm. AC <65k three phase unitary ER |  | 10 | Commercial | 01-ALC-AllCommercial-Cooling | 0 |  |  |  |  | 790.4043 | 0 | 30 | 0 | 0 | 760.4043 | 356 |  | kWh | 0.355 | 0 | Commercial |  | Annual | [5 empty] | 15 | 0.8 |  |  |  | 1 | 0 | 3 | 0 | 0 | 0 | 0 | 0 | 0 | 0 | 0 | 0 | 2006 Qtr 1: 0; 2006 Qtr 2: 0; 2006 Qtr 3: 0; 2006 Qtr 4: 0; 2007 Qtr 1: 0; 2007 Qtr 2: 0; 2007 Qtr 3: 3; 2007 Qtr 4: 0; 2008 Qtr 1: 0; 2008 Qtr 2: 0; 2008 Qtr 3: 0; 2008 Qtr 4: 0 | 3
0 | 253067-Comm. AC <65k three phase unitary ER |  | 7 | Commercial | 01-ALC-AllCommercial-Cooling | 0 |  |  |  |  | 790.4043 | 0 | 85 | 0 | 0 | 705.4043 | 201 |  | kWh | 0.166 | 0 | Commercial |  | Annual | [5 empty] | 15 | 0.8 |  |  |  | 1 | 0 | 5 | 0 | 0 | 0 | 0 | 0 | 0 | 0 | 0 | 0 | 2006 Qtr 1: 0; 2006 Qtr 2: 0; 2006 Qtr 3: 0; 2006 Qtr 4: 0; 2007 Qtr 1: 0; 2007 Qtr 2: 0; 2007 Qtr 3: 5; 2007 Qtr 4: 0; 2008 Qtr 1: 0; 2008 Qtr 2: 0; 2008 Qtr 3: 0; 2008 Qtr 4: 0 | 5
0 | 253067-Comm. AC <65k three phase unitary ER |  | 7 | Commercial | 01-ALC-AllCommercial-Cooling | 0 |  |  |  |  | 790.4043 | 0 | 85 | 0 | 0 | 705.4043 | 201 |  | kWh | 0.166 | 0 | Commercial |  | Annual | [5 empty] | 15 | 0.8 |  |  |  | 1 | 0 | 3 | 0 | 0 | 0 | 0 | 0 | 0 | 0 | 0 | 0 | 2006 Qtr 1: 0; 2006 Qtr 2: 0; 2006 Qtr 3: 0; 2006 Qtr 4: 0; 2007 Qtr 1: 0; 2007 Qtr 2: 0; 2007 Qtr 3: 3; 2007 Qtr 4: 0; 2008 Qtr 1: 0; 2008 Qtr 2: 0; 2008 Qtr 3: 0; 2008 Qtr 4: 0 | 3
0 | 253067-Comm. AC <65k three phase unitary ER |  | 7 | Commercial | 01-ALC-AllCommercial-Cooling | 0 |  |  |  |  | 790.4043 | 0 | 85 | 0 | 0 | 705.4043 | 201 |  | kWh | 0.166 | 0 | Commercial |  | Annual | [5 empty] | 15 | 0.8 |  |  |  | 1 | 0 | 5 | 0 | 0 | 0 | 0 | 0 | 0 | 0 | 0 | 0 | 2006 Qtr 1: 0; 2006 Qtr 2: 0; 2006 Qtr 3: 0; 2006 Qtr 4: 0; 2007 Qtr 1: 0; 2007 Qtr 2: 0; 2007 Qtr 3: 5; 2007 Qtr 4: 0; 2008 Qtr 1: 0; 2008 Qtr 2: 0; 2008 Qtr 3: 0; 2008 Qtr 4: 0 | 5
0 | 253067-Comm. AC <65k three phase unitary ER |  | 7 | Commercial | 02-ASM-Assembly-Cooling | 0 |  |  |  |  | 790.4043 | 0 | 85 | 0 | 0 | 705.4043 | 201 |  | kWh | 0.166 | 0 | Commercial |  | Annual | [5 empty] | 15 | 0.8 |  |  |  | 1 | 0 | 5 | 0 | 0 | 0 | 0 | 0 | 0 | 0 | 0 | 0 | 2006 Qtr 1: 0; 2006 Qtr 2: 0; 2006 Qtr 3: 0; 2006 Qtr 4: 0; 2007 Qtr 1: 0; 2007 Qtr 2: 0; 2007 Qtr 3: 5; 2007 Qtr 4: 0; 2008 Qtr 1: 0; 2008 Qtr 2: 0; 2008 Qtr 3: 0; 2008 Qtr 4: 0 | 5
0 | 253067-Comm. AC <65k three phase unitary ER |  | 7 | Commercial | 01-ALC-AllCommercial-Cooling | 0 |  |  |  |  | 790.4043 | 0 | 85 | 0 | 0 | 705.4043 | 201 |  | kWh | 0.166 | 0 | Commercial |  | Annual | [5 empty] | 15 | 0.8 |  |  |  | 1 | 0 | 3 | 0 | 0 | 0 | 0 | 0 | 0 | 0 | 0 | 0 | 2006 Qtr 1: 0; 2006 Qtr 2: 0; 2006 Qtr 3: 0; 2006 Qtr 4: 0; 2007 Qtr 1: 0; 2007 Qtr 2: 0; 2007 Qtr 3: 3; 2007 Qtr 4: 0; 2008 Qtr 1: 0; 2008 Qtr 2: 0; 2008 Qtr 3: 0; 2008 Qtr 4: 0 | 3
0 | 253067-Comm. AC <65k three phase unitary ER |  | 7 | Commercial | 01-ALC-AllCommercial-Cooling | 0 |  |  |  |  | 790.4043 | 0 | 85 | 0 | 0 | 705.4043 | 201 |  | kWh | 0.166 | 0 | Commercial |  | Annual | [5 empty] | 15 | 0.8 |  |  |  | 1 | 0 | 5 | 0 | 0 | 0 | 0 | 0 | 0 | 0 | 0 | 0 | 2006 Qtr 1: 0; 2006 Qtr 2: 0; 2006 Qtr 3: 0; 2006 Qtr 4: 0; 2007 Qtr 1: 0; 2007 Qtr 2: 0; 2007 Qtr 3: 5; 2007 Qtr 4: 0; 2008 Qtr 1: 0; 2008 Qtr 2: 0; 2008 Qtr 3: 0; 2008 Qtr 4: 0 | 5
0 | 253067-Comm. AC <65k three phase unitary ER |  | 7 | Commercial | 01-ALC-AllCommercial-Cooling | 0 |  |  |  |  | 790.4043 | 0 | 85 | 0 | 0 | 705.4043 | 201 |  | kWh | 0.166 | 0 | Commercial |  | Annual | [5 empty] | 15 | 0.8 |  |  |  | 1 | 0 | 4 | 0 | 0 | 0 | 0 | 0 | 0 | 0 | 0 | 0 | 2006 Qtr 1: 0; 2006 Qtr 2: 0; 2006 Qtr 3: 0; 2006 Qtr 4: 0; 2007 Qtr 1: 0; 2007 Qtr 2: 0; 2007 Qtr 3: 4; 2007 Qtr 4: 0; 2008 Qtr 1: 0; 2008 Qtr 2: 0; 2008 Qtr 3: 0; 2008 Qtr 4: 0 | 4
0 | 253067-Comm. AC <65k three phase unitary ER |  | 7 | Commercial | 01-ALC-AllCommercial-Cooling | 0 |  |  |  |  | 790.4043 | 0 | 85 | 0 | 0 | 705.4043 | 201 |  | kWh | 0.166 | 0 | Commercial |  | Annual | [5 empty] | 15 | 0.8 |  |  |  | 1 | 0 | 3 | 0 | 0 | 0 | 0 | 0 | 0 | 0 | 0 | 0 | 2006 Qtr 1: 0; 2006 Qtr 2: 0; 2006 Qtr 3: 0; 2006 Qtr 4: 0; 2007 Qtr 1: 0; 2007 Qtr 2: 0; 2007 Qtr 3: 3; 2007 Qtr 4: 0; 2008 Qtr 1: 0; 2008 Qtr 2: 0; 2008 Qtr 3: 0; 2008 Qtr 4: 0 | 3
0 | 253067-Comm. AC <65k three phase unitary ER |  | 7 | Commercial | 01-ALC-AllCommercial-Cooling | 0 |  |  |  |  | 790.4043 | 0 | 85 | 0 | 0 | 705.4043 | 201 |  | kWh | 0.166 | 0 | Commercial |  | Annual | [5 empty] | 15 | 0.8 |  |  |  | 1 | 0 | 5 | 0 | 0 | 0 | 0 | 0 | 0 | 0 | 0 | 0 | 2006 Qtr 1: 0; 2006 Qtr 2: 0; 2006 Qtr 3: 0; 2006 Qtr 4: 0; 2007 Qtr 1: 0; 2007 Qtr 2: 0; 2007 Qtr 3: 5; 2007 Qtr 4: 0; 2008 Qtr 1: 0; 2008 Qtr 2: 0; 2008 Qtr 3: 0; 2008 Qtr 4: 0 | 5
0 | 253067-Comm. AC <65k three phase unitary ER |  | 7 | Commercial | 20-RFF-Restaurant–FastFood-Cooling | 0 |  |  |  |  | 790.4043 | 0 | 85 | 0 | 0 | 705.4043 | 201 |  | kWh | 0.166 | 0 | Commercial |  | Annual | [5 empty] | 15 | 0.8 |  |  |  | 1 | 0 | 5 | 0 | 0 | 0 | 0 | 0 | 0 | 0 | 0 | 0 | 2006 Qtr 1: 0; 2006 Qtr 2: 0; 2006 Qtr 3: 0; 2006 Qtr 4: 0; 2007 Qtr 1: 0; 2007 Qtr 2: 0; 2007 Qtr 3: 5; 2007 Qtr 4: 0; 2008 Qtr 1: 0; 2008 Qtr 2: 0; 2008 Qtr 3: 0; 2008 Qtr 4: 0 | 5
0 | 253067-Comm. AC <65k three phase unitary ER |  | 7 | Commercial | 01-ALC-AllCommercial-Cooling | 0 |  |  |  |  | 790.4043 | 0 | 85 | 0 | 0 | 705.4043 | 201 |  | kWh | 0.166 | 0 | Commercial |  | Annual | [5 empty] | 15 | 0.8 |  |  |  | 1 | 0 | 3 | 0 | 0 | 0 | 0 | 0 | 0 | 0 | 0 | 0 | 2006 Qtr 1: 0; 2006 Qtr 2: 0; 2006 Qtr 3: 0; 2006 Qtr 4: 0; 2007 Qtr 1: 0; 2007 Qtr 2: 0; 2007 Qtr 3: 3; 2007 Qtr 4: 0; 2008 Qtr 1: 0; 2008 Qtr 2: 0; 2008 Qtr 3: 0; 2008 Qtr 4: 0 | 3
0 | 253067-Comm. AC <65k three phase unitary ER |  | 7 | Commercial | 01-ALC-AllCommercial-Cooling | 0 |  |  |  |  | 790.4043 | 0 | 30 | 0 | 0 | 760.4043 | 201 |  | kWh | 0.166 | 0 | Commercial |  | Annual | [5 empty] | 15 | 0.8 |  |  |  | 1 | 0 | 4 | 0 | 0 | 0 | 0 | 0 | 0 | 0 | 0 | 0 | 2006 Qtr 1: 0; 2006 Qtr 2: 0; 2006 Qtr 3: 0; 2006 Qtr 4: 0; 2007 Qtr 1: 0; 2007 Qtr 2: 0; 2007 Qtr 3: 4; 2007 Qtr 4: 0; 2008 Qtr 1: 0; 2008 Qtr 2: 0; 2008 Qtr 3: 0; 2008 Qtr 4: 0 | 4
0 | 253067-Comm. AC <65k three phase unitary ER |  | 7 | Commercial | 01-ALC-AllCommercial-Cooling | 0 |  |  |  |  | 790.4043 | 0 | 30 | 0 | 0 | 760.4043 | 201 |  | kWh | 0.166 | 0 | Commercial |  | Annual | [5 empty] | 15 | 0.8 |  |  |  | 1 | 0 | 4 | 0 | 0 | 0 | 0 | 0 | 0 | 0 | 0 | 0 | 2006 Qtr 1: 0; 2006 Qtr 2: 0; 2006 Qtr 3: 0; 2006 Qtr 4: 0; 2007 Qtr 1: 0; 2007 Qtr 2: 0; 2007 Qtr 3: 4; 2007 Qtr 4: 0; 2008 Qtr 1: 0; 2008 Qtr 2: 0; 2008 Qtr 3: 0; 2008 Qtr 4: 0 | 4
0 | 253067-Comm. AC <65k three phase unitary ER |  | 7 | Commercial | 01-ALC-AllCommercial-Cooling | 0 |  |  |  |  | 790.4043 | 0 | 85 | 0 | 0 | 705.4043 | 201 |  | kWh | 0.166 | 0 | Commercial |  | Annual | [5 empty] | 15 | 0.8 |  |  |  | 1 | 0 | 4 | 0 | 0 | 0 | 0 | 0 | 0 | 0 | 0 | 0 | 2006 Qtr 1: 0; 2006 Qtr 2: 0; 2006 Qtr 3: 0; 2006 Qtr 4: 0; 2007 Qtr 1: 0; 2007 Qtr 2: 0; 2007 Qtr 3: 4; 2007 Qtr 4: 0; 2008 Qtr 1: 0; 2008 Qtr 2: 0; 2008 Qtr 3: 0; 2008 Qtr 4: 0 | 4
0 | 253067-Comm. AC <65k three phase unitary ER |  | 7 | Commercial | 24-RTS-Retail–Small-COOL | 0 |  |  |  |  | 790.4043 | 0 | 85 | 0 | 0 | 705.4043 | 201 |  | kWh | 0.166 | 0 | Commercial |  | Annual | [5 empty] | 15 | 0.8 |  |  |  | 1 | 0 | 5 | 0 | 0 | 0 | 0 | 0 | 0 | 0 | 0 | 0 | 2006 Qtr 1: 0; 2006 Qtr 2: 0; 2006 Qtr 3: 0; 2006 Qtr 4: 0; 2007 Qtr 1: 0; 2007 Qtr 2: 0; 2007 Qtr 3: 5; 2007 Qtr 4: 0; 2008 Qtr 1: 0; 2008 Qtr 2: 0; 2008 Qtr 3: 0; 2008 Qtr 4: 0 | 5
0 | 253067-Comm. AC <65k three phase unitary ER |  | 7 | Commercial | 01-ALC-AllCommercial-Cooling | 0 |  |  |  |  | 790.4043 | 0 | 85 | 0 | 0 | 705.4043 | 201 |  | kWh | 0.166 | 0 | Commercial |  | Annual | [5 empty] | 15 | 0.8 |  |  |  | 1 | 0 | 4 | 0 | 0 | 0 | 0 | 0 | 0 | 0 | 0 | 0 | 2006 Qtr 1: 0; 2006 Qtr 2: 0; 2006 Qtr 3: 0; 2006 Qtr 4: 0; 2007 Qtr 1: 0; 2007 Qtr 2: 0; 2007 Qtr 3: 4; 2007 Qtr 4: 0; 2008 Qtr 1: 0; 2008 Qtr 2: 0; 2008 Qtr 3: 0; 2008 Qtr 4: 0 | 4
0 | 253067-Comm. AC <65k three phase unitary ER |  | 7 | Commercial | 01-ALC-AllCommercial-Cooling | 0 |  |  |  |  | 790.4043 | 0 | 85 | 0 | 0 | 705.4043 | 201 |  | kWh | 0.166 | 0 | Commercial |  | Annual | [5 empty] | 15 | 0.8 |  |  |  | 1 | 0 | 3 | 0 | 0 | 0 | 0 | 0 | 0 | 0 | 0 | 0 | 2006 Qtr 1: 0; 2006 Qtr 2: 0; 2006 Qtr 3: 0; 2006 Qtr 4: 0; 2007 Qtr 1: 0; 2007 Qtr 2: 0; 2007 Qtr 3: 3; 2007 Qtr 4: 0; 2008 Qtr 1: 0; 2008 Qtr 2: 0; 2008 Qtr 3: 0; 2008 Qtr 4: 0 | 3
0 | 253067-Comm. AC <65k three phase unitary ER |  | 7 | Commercial | 01-ALC-AllCommercial-Cooling | 0 |  |  |  |  | 790.4043 | 0 | 85 | 0 | 0 | 705.4043 | 201 |  | kWh | 0.166 | 0 | Commercial |  | Annual | [5 empty] | 15 | 0.8 |  |  |  | 1 | 0 | 3 | 0 | 0 | 0 | 0 | 0 | 0 | 0 | 0 | 0 | 2006 Qtr 1: 0; 2006 Qtr 2: 0; 2006 Qtr 3: 0; 2006 Qtr 4: 0; 2007 Qtr 1: 0; 2007 Qtr 2: 0; 2007 Qtr 3: 3; 2007 Qtr 4: 0; 2008 Qtr 1: 0; 2008 Qtr 2: 0; 2008 Qtr 3: 0; 2008 Qtr 4: 0 | 3
0 | 253067-Comm. AC <65k three phase unitary ER |  | 10 | Commercial | 01-ALC-AllCommercial-Cooling | 0 |  |  |  |  | 790.4043 | 0 | 30 | 0 | 0 | 760.4043 | 356 |  | kWh | 0.355 | 0 | Commercial |  | Annual | [5 empty] | 15 | 0.8 |  |  |  | 1 | 0 | 3 | 0 | 0 | 0 | 0 | 0 | 0 | 0 | 0 | 0 | 2006 Qtr 1: 0; 2006 Qtr 2: 0; 2006 Qtr 3: 0; 2006 Qtr 4: 0; 2007 Qtr 1: 0; 2007 Qtr 2: 0; 2007 Qtr 3: 3; 2007 Qtr 4: 0; 2008 Qtr 1: 0; 2008 Qtr 2: 0; 2008 Qtr 3: 0; 2008 Qtr 4: 0 | 3
0 | 253067-Comm. AC <65k three phase unitary ER |  | 7 | Commercial | 01-ALC-AllCommercial-Cooling | 0 |  |  |  |  | 790.4043 | 0 | 85 | 0 | 0 | 705.4043 | 201 |  | kWh | 0.166 | 0 | Commercial |  | Annual | [5 empty] | 15 | 0.8 |  |  |  | 1 | 0 | 3 | 0 | 0 | 0 | 0 | 0 | 0 | 0 | 0 | 0 | 2006 Qtr 1: 0; 2006 Qtr 2: 0; 2006 Qtr 3: 0; 2006 Qtr 4: 0; 2007 Qtr 1: 0; 2007 Qtr 2: 0; 2007 Qtr 3: 3; 2007 Qtr 4: 0; 2008 Qtr 1: 0; 2008 Qtr 2: 0; 2008 Qtr 3: 0; 2008 Qtr 4: 0 | 3
0 | 253067-Comm. AC <65k three phase unitary ER |  | 7 | Commercial | 01-ALC-AllCommercial-Cooling | 0 |  |  |  |  | 790.4043 | 0 | 85 | 0 | 0 | 705.4043 | 201 |  | kWh | 0.166 | 0 | Commercial |  | Annual | [5 empty] | 15 | 0.8 |  |  |  | 1 | 0 | 3 | 0 | 0 | 0 | 0 | 0 | 0 | 0 | 0 | 0 | 2006 Qtr 1: 0; 2006 Qtr 2: 0; 2006 Qtr 3: 0; 2006 Qtr 4: 0; 2007 Qtr 1: 0; 2007 Qtr 2: 0; 2007 Qtr 3: 3; 2007 Qtr 4: 0; 2008 Qtr 1: 0; 2008 Qtr 2: 0; 2008 Qtr 3: 0; 2008 Qtr 4: 0 | 3
0 | 253067-Comm. AC <65k three phase unitary ER |  | 7 | Commercial | 20-RFF-Restaurant–FastFood-Cooling | 0 |  |  |  |  | 790.4043 | 0 | 85 | 0 | 0 | 705.4043 | 201 |  | kWh | 0.166 | 0 | Commercial |  | Annual | [5 empty] | 15 | 0.8 |  |  |  | 1 | 0 | 5 | 0 | 0 | 0 | 0 | 0 | 0 | 0 | 0 | 0 | 2006 Qtr 1: 0; 2006 Qtr 2: 0; 2006 Qtr 3: 0; 2006 Qtr 4: 0; 2007 Qtr 1: 0; 2007 Qtr 2: 0; 2007 Qtr 3: 5; 2007 Qtr 4: 0; 2008 Qtr 1: 0; 2008 Qtr 2: 0; 2008 Qtr 3: 0; 2008 Qtr 4: 0 | 5
0 | 253067-Comm. AC <65k three phase unitary ER |  | 7 | Commercial | 20-RFF-Restaurant–FastFood-Cooling | 0 |  |  |  |  | 790.4043 | 0 | 85 | 0 | 0 | 705.4043 | 201 |  | kWh | 0.166 | 0 | Commercial |  | Annual | [5 empty] | 15 | 0.8 |  |  |  | 1 | 0 | 5 | 0 | 0 | 0 | 0 | 0 | 0 | 0 | 0 | 0 | 2006 Qtr 1: 0; 2006 Qtr 2: 0; 2006 Qtr 3: 0; 2006 Qtr 4: 0; 2007 Qtr 1: 0; 2007 Qtr 2: 0; 2007 Qtr 3: 5; 2007 Qtr 4: 0; 2008 Qtr 1: 0; 2008 Qtr 2: 0; 2008 Qtr 3: 0; 2008 Qtr 4: 0 | 5
0 | 253067-Comm. AC <65k three phase unitary ER |  | 7 | Commercial | 20-RFF-Restaurant–FastFood-Cooling | 0 |  |  |  |  | 790.4043 | 0 | 85 | 0 | 0 | 705.4043 | 201 |  | kWh | 0.166 | 0 | Commercial |  | Annual | [5 empty] | 15 | 0.8 |  |  |  | 1 | 0 | 5 | 0 | 0 | 0 | 0 | 0 | 0 | 0 | 0 | 0 | 2006 Qtr 1: 0; 2006 Qtr 2: 0; 2006 Qtr 3: 0; 2006 Qtr 4: 0; 2007 Qtr 1: 0; 2007 Qtr 2: 0; 2007 Qtr 3: 5; 2007 Qtr 4: 0; 2008 Qtr 1: 0; 2008 Qtr 2: 0; 2008 Qtr 3: 0; 2008 Qtr 4: 0 | 5
0 | 253067-Comm. AC <65k three phase unitary ER |  | 10 | Commercial | 01-ALC-AllCommercial-Cooling | 0 |  |  |  |  | 790.4043 | 0 | 30 | 0 | 0 | 760.4043 | 356 |  | kWh | 0.355 | 0 | Commercial |  | Annual | [5 empty] | 15 | 0.8 |  |  |  | 1 | 0 | 3 | 0 | 0 | 0 | 0 | 0 | 0 | 0 | 0 | 0 | 2006 Qtr 1: 0; 2006 Qtr 2: 0; 2006 Qtr 3: 0; 2006 Qtr 4: 0; 2007 Qtr 1: 0; 2007 Qtr 2: 0; 2007 Qtr 3: 3; 2007 Qtr 4: 0; 2008 Qtr 1: 0; 2008 Qtr 2: 0; 2008 Qtr 3: 0; 2008 Qtr 4: 0 | 3
0 | 253067-Comm. AC <65k three phase unitary ER |  | 10 | Commercial | 01-ALC-AllCommercial-Cooling | 0 |  |  |  |  | 790.4043 | 0 | 30 | 0 | 0 | 760.4043 | 356 |  | kWh | 0.355 | 0 | Commercial |  | Annual | [5 empty] | 15 | 0.8 |  |  |  | 1 | 0 | 3 | 0 | 0 | 0 | 0 | 0 | 0 | 0 | 0 | 0 | 2006 Qtr 1: 0; 2006 Qtr 2: 0; 2006 Qtr 3: 0; 2006 Qtr 4: 0; 2007 Qtr 1: 0; 2007 Qtr 2: 0; 2007 Qtr 3: 3; 2007 Qtr 4: 0; 2008 Qtr 1: 0; 2008 Qtr 2: 0; 2008 Qtr 3: 0; 2008 Qtr 4: 0 | 3
0 | 253067-Comm. AC <65k three phase unitary ER |  | 10 | Commercial | 01-ALC-AllCommercial-Cooling | 0 |  |  |  |  | 790.4043 | 0 | 30 | 0 | 0 | 760.4043 | 356 |  | kWh | 0.355 | 0 | Commercial |  | Annual | [5 empty] | 15 | 0.8 |  |  |  | 1 | 0 | 3 | 0 | 0 | 0 | 0 | 0 | 0 | 0 | 0 | 0 | 2006 Qtr 1: 0; 2006 Qtr 2: 0; 2006 Qtr 3: 0; 2006 Qtr 4: 0; 2007 Qtr 1: 0; 2007 Qtr 2: 0; 2007 Qtr 3: 3; 2007 Qtr 4: 0; 2008 Qtr 1: 0; 2008 Qtr 2: 0; 2008 Qtr 3: 0; 2008 Qtr 4: 0 | 3
0 | 253067-Comm. AC <65k three phase unitary ER |  | 10 | Commercial | 01-ALC-AllCommercial-Cooling | 0 |  |  |  |  | 790.4043 | 0 | 30 | 0 | 0 | 760.4043 | 356 |  | kWh | 0.355 | 0 | Commercial |  | Annual | [5 empty] | 15 | 0.8 |  |  |  | 1 | 0 | 3 | 0 | 0 | 0 | 0 | 0 | 0 | 0 | 0 | 0 | 2006 Qtr 1: 0; 2006 Qtr 2: 0; 2006 Qtr 3: 0; 2006 Qtr 4: 0; 2007 Qtr 1: 0; 2007 Qtr 2: 0; 2007 Qtr 3: 3; 2007 Qtr 4: 0; 2008 Qtr 1: 0; 2008 Qtr 2: 0; 2008 Qtr 3: 0; 2008 Qtr 4: 0 | 3
0 | 253067-Comm. AC <65k three phase unitary ER |  | 10 | Commercial | 01-ALC-AllCommercial-Cooling | 0 |  |  |  |  | 790.4043 | 0 | 30 | 0 | 0 | 760.4043 | 356 |  | kWh | 0.355 | 0 | Commercial |  | Annual | [5 empty] | 15 | 0.8 |  |  |  | 1 | 0 | 3 | 0 | 0 | 0 | 0 | 0 | 0 | 0 | 0 | 0 | 2006 Qtr 1: 0; 2006 Qtr 2: 0; 2006 Qtr 3: 0; 2006 Qtr 4: 0; 2007 Qtr 1: 0; 2007 Qtr 2: 0; 2007 Qtr 3: 3; 2007 Qtr 4: 0; 2008 Qtr 1: 0; 2008 Qtr 2: 0; 2008 Qtr 3: 0; 2008 Qtr 4: 0 | 3
0 | 253067-Comm. AC <65k three phase unitary ER |  | 7 | Commercial | 01-ALC-AllCommercial-Cooling | 0 |  |  |  |  | 790.4043 | 0 | 85 | 0 | 0 | 705.4043 | 201 |  | kWh | 0.166 | 0 | Commercial |  | Annual | [5 empty] | 15 | 0.8 |  |  |  | 1 | 0 | 4 | 0 | 0 | 0 | 0 | 0 | 0 | 0 | 0 | 0 | 2006 Qtr 1: 0; 2006 Qtr 2: 0; 2006 Qtr 3: 0; 2006 Qtr 4: 0; 2007 Qtr 1: 0; 2007 Qtr 2: 0; 2007 Qtr 3: 4; 2007 Qtr 4: 0; 2008 Qtr 1: 0; 2008 Qtr 2: 0; 2008 Qtr 3: 0; 2008 Qtr 4: 0 | 4
0 | 253067-Comm. AC <65k three phase unitary ER |  | 7 | Commercial | 01-ALC-AllCommercial-Cooling | 0 |  |  |  |  | 790.4043 | 0 | 85 | 0 | 0 | 705.4043 | 201 |  | kWh | 0.166 | 0 | Commercial |  | Annual | [5 empty] | 15 | 0.8 |  |  |  | 1 | 0 | 5 | 0 | 0 | 0 | 0 | 0 | 0 | 0 | 0 | 0 | 2006 Qtr 1: 0; 2006 Qtr 2: 0; 2006 Qtr 3: 0; 2006 Qtr 4: 0; 2007 Qtr 1: 0; 2007 Qtr 2: 0; 2007 Qtr 3: 0; 2007 Qtr 4: 5; 2008 Qtr 1: 0; 2008 Qtr 2: 0; 2008 Qtr 3: 0; 2008 Qtr 4: 0 | 5
0 | 253067-Comm. AC <65k three phase unitary ER |  | 7 | Commercial | 01-ALC-AllCommercial-Cooling | 0 |  |  |  |  | 790.4043 | 0 | 85 | 0 | 0 | 705.4043 | 201 |  | kWh | 0.166 | 0 | Commercial |  | Annual | [5 empty] | 15 | 0.8 |  |  |  | 1 | 0 | 5 | 0 | 0 | 0 | 0 | 0 | 0 | 0 | 0 | 0 | 2006 Qtr 1: 0; 2006 Qtr 2: 0; 2006 Qtr 3: 0; 2006 Qtr 4: 0; 2007 Qtr 1: 0; 2007 Qtr 2: 0; 2007 Qtr 3: 0; 2007 Qtr 4: 5; 2008 Qtr 1: 0; 2008 Qtr 2: 0; 2008 Qtr 3: 0; 2008 Qtr 4: 0 | 5
0 | 253067-Comm. AC <65k three phase unitary ER |  | 7 | Commercial | 01-ALC-AllCommercial-Cooling | 0 |  |  |  |  | 790.4043 | 0 | 85 | 0 | 0 | 705.4043 | 201 |  | kWh | 0.166 | 0 | Commercial |  | Annual | [5 empty] | 15 | 0.8 |  |  |  | 1 | 0 | 5 | 0 | 0 | 0 | 0 | 0 | 0 | 0 | 0 | 0 | 2006 Qtr 1: 0; 2006 Qtr 2: 0; 2006 Qtr 3: 0; 2006 Qtr 4: 0; 2007 Qtr 1: 0; 2007 Qtr 2: 0; 2007 Qtr 3: 0; 2007 Qtr 4: 5; 2008 Qtr 1: 0; 2008 Qtr 2: 0; 2008 Qtr 3: 0; 2008 Qtr 4: 0 | 5
0 | 253068-Comm. AC <65k three phase unitary ER |  | 10 | Commercial | 24-RTS-Retail–Small-COOL | 0 |  |  |  |  | 790.4043 | 0 | 85 | 0 | 0 | 705.4043 | 356 |  | kWh | 0.355 | 0 | Commercial |  | Annual | [5 empty] | 15 | 0.8 |  |  |  | 1 | 0 | 5 | 0 | 0 | 0 | 0 | 0 | 0 | 0 | 0 | 0 | 2006 Qtr 1: 0; 2006 Qtr 2: 0; 2006 Qtr 3: 0; 2006 Qtr 4: 0; 2007 Qtr 1: 0; 2007 Qtr 2: 0; 2007 Qtr 3: 5; 2007 Qtr 4: 0; 2008 Qtr 1: 0; 2008 Qtr 2: 0; 2008 Qtr 3: 0; 2008 Qtr 4: 0 | 5
0 | 253068-Comm. AC <65k three phase unitary ER |  | 10 | Commercial | 20-RFF-Restaurant–FastFood-Cooling | 0 |  |  |  |  | 790.4043 | 0 | 85 | 0 | 0 | 705.4043 | 356 |  | kWh | 0.355 | 0 | Commercial |  | Annual | [5 empty] | 15 | 0.8 |  |  |  | 1 | 0 | 5 | 0 | 0 | 0 | 0 | 0 | 0 | 0 | 0 | 0 | 2006 Qtr 1: 0; 2006 Qtr 2: 0; 2006 Qtr 3: 0; 2006 Qtr 4: 0; 2007 Qtr 1: 0; 2007 Qtr 2: 0; 2007 Qtr 3: 0; 2007 Qtr 4: 5; 2008 Qtr 1: 0; 2008 Qtr 2: 0; 2008 Qtr 3: 0; 2008 Qtr 4: 0 | 5
0 | 253068-Comm. AC <65k three phase unitary ER |  | 10 | Commercial | 01-ALC-AllCommercial-Cooling | 0 |  |  |  |  | 790.4043 | 0 | 85 | 0 | 0 | 705.4043 | 356 |  | kWh | 0.355 | 0 | Commercial |  | Annual | [5 empty] | 15 | 0.8 |  |  |  | 1 | 0 | 5 | 0 | 0 | 0 | 0 | 0 | 0 | 0 | 0 | 0 | 2006 Qtr 1: 0; 2006 Qtr 2: 0; 2006 Qtr 3: 0; 2006 Qtr 4: 0; 2007 Qtr 1: 0; 2007 Qtr 2: 0; 2007 Qtr 3: 0; 2007 Qtr 4: 5; 2008 Qtr 1: 0; 2008 Qtr 2: 0; 2008 Qtr 3: 0; 2008 Qtr 4: 0 | 5
0 | 253068-Comm. AC <65k three phase unitary ER |  | 10 | Commercial | 01-ALC-AllCommercial-Cooling | 0 |  |  |  |  | 790.4043 | 0 | 85 | 0 | 0 | 705.4043 | 356 |  | kWh | 0.355 | 0 | Commercial |  | Annual | [5 empty] | 15 | 0.8 |  |  |  | 1 | 0 | 4 | 0 | 0 | 0 | 0 | 0 | 0 | 0 | 0 | 0 | 2006 Qtr 1: 0; 2006 Qtr 2: 0; 2006 Qtr 3: 0; 2006 Qtr 4: 0; 2007 Qtr 1: 0; 2007 Qtr 2: 0; 2007 Qtr 3: 0; 2007 Qtr 4: 4; 2008 Qtr 1: 0; 2008 Qtr 2: 0; 2008 Qtr 3: 0; 2008 Qtr 4: 0 | 4
0 | 253068-Comm. AC <65k three phase unitary ER |  | 10 | Commercial | 01-ALC-AllCommercial-Cooling | 0 |  |  |  |  | 790.4043 | 0 | 85 | 0 | 0 | 705.4043 | 356 |  | kWh | 0.355 | 0 | Commercial |  | Annual | [5 empty] | 15 | 0.8 |  |  |  | 1 | 0 | 4 | 0 | 0 | 0 | 0 | 0 | 0 | 0 | 0 | 0 | 2006 Qtr 1: 0; 2006 Qtr 2: 0; 2006 Qtr 3: 0; 2006 Qtr 4: 0; 2007 Qtr 1: 0; 2007 Qtr 2: 0; 2007 Qtr 3: 0; 2007 Qtr 4: 4; 2008 Qtr 1: 0; 2008 Qtr 2: 0; 2008 Qtr 3: 0; 2008 Qtr 4: 0 | 4
0 | 253068-Comm. AC <65k three phase unitary ER |  | 10 | Commercial | 01-ALC-AllCommercial-Cooling | 0 |  |  |  |  | 790.4043 | 0 | 85 | 0 | 0 | 705.4043 | 356 |  | kWh | 0.355 | 0 | Commercial |  | Annual | [5 empty] | 15 | 0.8 |  |  |  | 1 | 0 | 4 | 0 | 0 | 0 | 0 | 0 | 0 | 0 | 0 | 0 | 2006 Qtr 1: 0; 2006 Qtr 2: 0; 2006 Qtr 3: 0; 2006 Qtr 4: 0; 2007 Qtr 1: 0; 2007 Qtr 2: 0; 2007 Qtr 3: 0; 2007 Qtr 4: 4; 2008 Qtr 1: 0; 2008 Qtr 2: 0; 2008 Qtr 3: 0; 2008 Qtr 4: 0 | 4
0 | 253068-Comm. AC <65k three phase unitary ER |  | 10 | Commercial | 01-ALC-AllCommercial-Cooling | 0 |  |  |  |  | 790.4043 | 0 | 85 | 0 | 0 | 705.4043 | 356 |  | kWh | 0.355 | 0 | Commercial |  | Annual | [5 empty] | 15 | 0.8 |  |  |  | 1 | 0 | 5 | 0 | 0 | 0 | 0 | 0 | 0 | 0 | 0 | 0 | 2006 Qtr 1: 0; 2006 Qtr 2: 0; 2006 Qtr 3: 0; 2006 Qtr 4: 0; 2007 Qtr 1: 0; 2007 Qtr 2: 0; 2007 Qtr 3: 0; 2007 Qtr 4: 5; 2008 Qtr 1: 0; 2008 Qtr 2: 0; 2008 Qtr 3: 0; 2008 Qtr 4: 0 | 5
0 | 253068-Comm. AC <65k three phase unitary ER |  | 10 | Commercial | 01-ALC-AllCommercial-Cooling | 0 |  |  |  |  | 790.4043 | 0 | 85 | 0 | 0 | 705.4043 | 356 |  | kWh | 0.355 | 0 | Commercial |  | Annual | [5 empty] | 15 | 0.8 |  |  |  | 1 | 0 | 4 | 0 | 0 | 0 | 0 | 0 | 0 | 0 | 0 | 0 | 2006 Qtr 1: 0; 2006 Qtr 2: 0; 2006 Qtr 3: 0; 2006 Qtr 4: 0; 2007 Qtr 1: 0; 2007 Qtr 2: 0; 2007 Qtr 3: 0; 2007 Qtr 4: 4; 2008 Qtr 1: 0; 2008 Qtr 2: 0; 2008 Qtr 3: 0; 2008 Qtr 4: 0 | 4
0 | 253068-Comm. AC <65k three phase unitary ER |  | 10 | Commercial | 01-ALC-AllCommercial-Cooling | 0 |  |  |  |  | 790.4043 | 0 | 85 | 0 | 0 | 705.4043 | 356 |  | kWh | 0.355 | 0 | Commercial |  | Annual | [5 empty] | 15 | 0.8 |  |  |  | 1 | 0 | 5 | 0 | 0 | 0 | 0 | 0 | 0 | 0 | 0 | 0 | 2006 Qtr 1: 0; 2006 Qtr 2: 0; 2006 Qtr 3: 0; 2006 Qtr 4: 0; 2007 Qtr 1: 0; 2007 Qtr 2: 0; 2007 Qtr 3: 0; 2007 Qtr 4: 5; 2008 Qtr 1: 0; 2008 Qtr 2: 0; 2008 Qtr 3: 0; 2008 Qtr 4: 0 | 5
0 | 253068-Comm. AC <65k three phase unitary ER |  | 10 | Commercial | 01-ALC-AllCommercial-Cooling | 0 |  |  |  |  | 790.4043 | 0 | 85 | 0 | 0 | 705.4043 | 356 |  | kWh | 0.355 | 0 | Commercial |  | Annual | [5 empty] | 15 | 0.8 |  |  |  | 1 | 0 | 5 | 0 | 0 | 0 | 0 | 0 | 0 | 0 | 0 | 0 | 2006 Qtr 1: 0; 2006 Qtr 2: 0; 2006 Qtr 3: 0; 2006 Qtr 4: 0; 2007 Qtr 1: 0; 2007 Qtr 2: 0; 2007 Qtr 3: 0; 2007 Qtr 4: 5; 2008 Qtr 1: 0; 2008 Qtr 2: 0; 2008 Qtr 3: 0; 2008 Qtr 4: 0 | 5
0 | 253068-Comm. AC <65k three phase unitary ER |  | 10 | Commercial | 01-ALC-AllCommercial-Cooling | 0 |  |  |  |  | 790.4043 | 0 | 85 | 0 | 0 | 705.4043 | 356 |  | kWh | 0.355 | 0 | Commercial |  | Annual | [5 empty] | 15 | 0.8 |  |  |  | 1 | 0 | 5 | 0 | 0 | 0 | 0 | 0 | 0 | 0 | 0 | 0 | 2006 Qtr 1: 0; 2006 Qtr 2: 0; 2006 Qtr 3: 0; 2006 Qtr 4: 0; 2007 Qtr 1: 0; 2007 Qtr 2: 0; 2007 Qtr 3: 0; 2007 Qtr 4: 5; 2008 Qtr 1: 0; 2008 Qtr 2: 0; 2008 Qtr 3: 0; 2008 Qtr 4: 0 | 5
0 | 253068-Comm. AC <65k three phase unitary ER |  | 7 | Commercial | 01-ALC-AllCommercial-Cooling | 0 |  |  |  |  | 790.4043 | 0 | 85 | 0 | 0 | 705.4043 | 201 |  | kWh | 0.166 | 0 | Commercial |  | Annual | [5 empty] | 15 | 0.8 |  |  |  | 1 | 0 | 3 | 0 | 0 | 0 | 0 | 0 | 0 | 0 | 0 | 0 | 2006 Qtr 1: 0; 2006 Qtr 2: 0; 2006 Qtr 3: 0; 2006 Qtr 4: 0; 2007 Qtr 1: 0; 2007 Qtr 2: 0; 2007 Qtr 3: 0; 2007 Qtr 4: 3; 2008 Qtr 1: 0; 2008 Qtr 2: 0; 2008 Qtr 3: 0; 2008 Qtr 4: 0 | 3
0 | 253068-Comm. AC <65k three phase unitary ER |  | 10 | Commercial | 01-ALC-AllCommercial-Cooling | 0 |  |  |  |  | 790.4043 | 0 | 85 | 0 | 0 | 705.4043 | 356 |  | kWh | 0.355 | 0 | Commercial |  | Annual | [5 empty] | 15 | 0.8 |  |  |  | 1 | 0 | 4 | 0 | 0 | 0 | 0 | 0 | 0 | 0 | 0 | 0 | 2006 Qtr 1: 0; 2006 Qtr 2: 0; 2006 Qtr 3: 0; 2006 Qtr 4: 0; 2007 Qtr 1: 0; 2007 Qtr 2: 0; 2007 Qtr 3: 0; 2007 Qtr 4: 4; 2008 Qtr 1: 0; 2008 Qtr 2: 0; 2008 Qtr 3: 0; 2008 Qtr 4: 0 | 4
0 | 253068-Comm. AC <65k three phase unitary ER |  | 7 | Commercial | 01-ALC-AllCommercial-Cooling | 0 |  |  |  |  | 790.4043 | 0 | 85 | 0 | 0 | 705.4043 | 201 |  | kWh | 0.166 | 0 | Commercial |  | Annual | [5 empty] | 15 | 0.8 |  |  |  | 1 | 0 | 3 | 0 | 0 | 0 | 0 | 0 | 0 | 0 | 0 | 0 | 2006 Qtr 1: 0; 2006 Qtr 2: 0; 2006 Qtr 3: 0; 2006 Qtr 4: 0; 2007 Qtr 1: 0; 2007 Qtr 2: 0; 2007 Qtr 3: 0; 2007 Qtr 4: 3; 2008 Qtr 1: 0; 2008 Qtr 2: 0; 2008 Qtr 3: 0; 2008 Qtr 4: 0 | 3
0 | 253068-Comm. AC <65k three phase unitary ER |  | 10 | Commercial | 01-ALC-AllCommercial-Cooling | 0 |  |  |  |  | 790.4043 | 0 | 85 | 0 | 0 | 705.4043 | 356 |  | kWh | 0.355 | 0 | Commercial |  | Annual | [5 empty] | 15 | 0.8 |  |  |  | 1 | 0 | 4 | 0 | 0 | 0 | 0 | 0 | 0 | 0 | 0 | 0 | 2006 Qtr 1: 0; 2006 Qtr 2: 0; 2006 Qtr 3: 0; 2006 Qtr 4: 0; 2007 Qtr 1: 0; 2007 Qtr 2: 0; 2007 Qtr 3: 0; 2007 Qtr 4: 4; 2008 Qtr 1: 0; 2008 Qtr 2: 0; 2008 Qtr 3: 0; 2008 Qtr 4: 0 | 4
0 | 253068-Comm. AC <65k three phase unitary ER |  | 10 | Commercial | 01-ALC-AllCommercial-Cooling | 0 |  |  |  |  | 790.4043 | 0 | 85 | 0 | 0 | 705.4043 | 356 |  | kWh | 0.355 | 0 | Commercial |  | Annual | [5 empty] | 15 | 0.8 |  |  |  | 1 | 0 | 4 | 0 | 0 | 0 | 0 | 0 | 0 | 0 | 0 | 0 | 2006 Qtr 1: 0; 2006 Qtr 2: 0; 2006 Qtr 3: 0; 2006 Qtr 4: 0; 2007 Qtr 1: 0; 2007 Qtr 2: 0; 2007 Qtr 3: 0; 2007 Qtr 4: 4; 2008 Qtr 1: 0; 2008 Qtr 2: 0; 2008 Qtr 3: 0; 2008 Qtr 4: 0 | 4
0 | 253068-Comm. AC <65k three phase unitary ER |  | 10 | Commercial | 01-ALC-AllCommercial-Cooling | 0 |  |  |  |  | 790.4043 | 0 | 85 | 0 | 0 | 705.4043 | 356 |  | kWh | 0.355 | 0 | Commercial |  | Annual | [5 empty] | 15 | 0.8 |  |  |  | 1 | 0 | 4 | 0 | 0 | 0 | 0 | 0 | 0 | 0 | 0 | 0 | 2006 Qtr 1: 0; 2006 Qtr 2: 0; 2006 Qtr 3: 0; 2006 Qtr 4: 0; 2007 Qtr 1: 0; 2007 Qtr 2: 0; 2007 Qtr 3: 0; 2007 Qtr 4: 4; 2008 Qtr 1: 0; 2008 Qtr 2: 0; 2008 Qtr 3: 0; 2008 Qtr 4: 0 | 4
0 | 253068-Comm. AC <65k three phase unitary ER |  | 10 | Commercial | 01-ALC-AllCommercial-Cooling | 0 |  |  |  |  | 790.4043 | 0 | 85 | 0 | 0 | 705.4043 | 356 |  | kWh | 0.355 | 0 | Commercial |  | Annual | [5 empty] | 15 | 0.8 |  |  |  | 1 | 0 | 4 | 0 | 0 | 0 | 0 | 0 | 0 | 0 | 0 | 0 | 2006 Qtr 1: 0; 2006 Qtr 2: 0; 2006 Qtr 3: 0; 2006 Qtr 4: 0; 2007 Qtr 1: 0; 2007 Qtr 2: 0; 2007 Qtr 3: 0; 2007 Qtr 4: 4; 2008 Qtr 1: 0; 2008 Qtr 2: 0; 2008 Qtr 3: 0; 2008 Qtr 4: 0 | 4
0 | 253068-Comm. AC <65k three phase unitary ER |  | 10 | Commercial | 01-ALC-AllCommercial-Cooling | 0 |  |  |  |  | 790.4043 | 0 | 85 | 0 | 0 | 705.4043 | 356 |  | kWh | 0.355 | 0 | Commercial |  | Annual | [5 empty] | 15 | 0.8 |  |  |  | 1 | 0 | 4 | 0 | 0 | 0 | 0 | 0 | 0 | 0 | 0 | 0 | 2006 Qtr 1: 0; 2006 Qtr 2: 0; 2006 Qtr 3: 0; 2006 Qtr 4: 0; 2007 Qtr 1: 0; 2007 Qtr 2: 0; 2007 Qtr 3: 0; 2007 Qtr 4: 4; 2008 Qtr 1: 0; 2008 Qtr 2: 0; 2008 Qtr 3: 0; 2008 Qtr 4: 0 | 4
0 | 253069-Comm. AC 65k to 134k ER |  | 10 | Commercial | 01-ALC-AllCommercial-Cooling | 0 |  |  |  |  | 757.3824 | 0 | 80.3571 | 0 | 0 | 677.0253 | 356 |  | kWh | 0.355 | 0 | Commercial |  | Annual | [5 empty] | 15 | 0.8 |  |  |  | 1 | 0 | 7 | 0 | 0 | 0 | 0 | 0 | 0 | 0 | 0 | 0 | 2006 Qtr 1: 0; 2006 Qtr 2: 0; 2006 Qtr 3: 0; 2006 Qtr 4: 0; 2007 Qtr 1: 0; 2007 Qtr 2: 0; 2007 Qtr 3: 7; 2007 Qtr 4: 0; 2008 Qtr 1: 0; 2008 Qtr 2: 0; 2008 Qtr 3: 0; 2008 Qtr 4: 0 | 7
0 | 253069-Comm. AC 65k to 134k ER |  | 7 | Commercial | 24-RTS-Retail–Small-COOL | 0 |  |  |  |  | 757.3824 | 0 | 75 | 0 | 0 | 682.3824 | 201 |  | kWh | 0.166 | 0 | Commercial |  | Annual | [5 empty] | 15 | 0.8 |  |  |  | 1 | 0 | 10 | 0 | 0 | 0 | 0 | 0 | 0 | 0 | 0 | 0 | 2006 Qtr 1: 0; 2006 Qtr 2: 0; 2006 Qtr 3: 0; 2006 Qtr 4: 0; 2007 Qtr 1: 0; 2007 Qtr 2: 0; 2007 Qtr 3: 10; 2007 Qtr 4: 0; 2008 Qtr 1: 0; 2008 Qtr 2: 0; 2008 Qtr 3: 0; 2008 Qtr 4: 0 | 10
0 | 253069-Comm. AC 65k to 134k ER |  | 7 | Commercial | 24-RTS-Retail–Small-COOL | 0 |  |  |  |  | 757.3824 | 0 | 75 | 0 | 0 | 682.3824 | 201 |  | kWh | 0.166 | 0 | Commercial |  | Annual | [5 empty] | 15 | 0.8 |  |  |  | 1 | 0 | 10 | 0 | 0 | 0 | 0 | 0 | 0 | 0 | 0 | 0 | 2006 Qtr 1: 0; 2006 Qtr 2: 0; 2006 Qtr 3: 0; 2006 Qtr 4: 0; 2007 Qtr 1: 0; 2007 Qtr 2: 0; 2007 Qtr 3: 10; 2007 Qtr 4: 0; 2008 Qtr 1: 0; 2008 Qtr 2: 0; 2008 Qtr 3: 0; 2008 Qtr 4: 0 | 10
0 | 253069-Comm. AC 65k to 134k ER |  | 7 | Commercial | 24-RTS-Retail–Small-COOL | 0 |  |  |  |  | 757.3824 | 0 | 80.3571 | 0 | 0 | 677.0253 | 201 |  | kWh | 0.166 | 0 | Commercial |  | Annual | [5 empty] | 15 | 0.8 |  |  |  | 1 | 0 | 7 | 0 | 0 | 0 | 0 | 0 | 0 | 0 | 0 | 0 | 2006 Qtr 1: 0; 2006 Qtr 2: 0; 2006 Qtr 3: 0; 2006 Qtr 4: 0; 2007 Qtr 1: 0; 2007 Qtr 2: 0; 2007 Qtr 3: 7; 2007 Qtr 4: 0; 2008 Qtr 1: 0; 2008 Qtr 2: 0; 2008 Qtr 3: 0; 2008 Qtr 4: 0 | 7
0 | 253069-Comm. AC 65k to 134k ER |  | 7 | Commercial | 24-RTS-Retail–Small-COOL | 0 |  |  |  |  | 757.3824 | 0 | 80.3571 | 0 | 0 | 677.0253 | 201 |  | kWh | 0.166 | 0 | Commercial |  | Annual | [5 empty] | 15 | 0.8 |  |  |  | 1 | 0 | 7 | 0 | 0 | 0 | 0 | 0 | 0 | 0 | 0 | 0 | 2006 Qtr 1: 0; 2006 Qtr 2: 0; 2006 Qtr 3: 0; 2006 Qtr 4: 0; 2007 Qtr 1: 0; 2007 Qtr 2: 0; 2007 Qtr 3: 7; 2007 Qtr 4: 0; 2008 Qtr 1: 0; 2008 Qtr 2: 0; 2008 Qtr 3: 0; 2008 Qtr 4: 0 | 7
0 | 253069-Comm. AC 65k to 134k ER |  | 7 | Commercial | 01-ALC-AllCommercial-Cooling | 0 |  |  |  |  | 757.3824 | 0 | 75 | 0 | 0 | 682.3824 | 201 |  | kWh | 0.166 | 0 | Commercial |  | Annual | [5 empty] | 15 | 0.8 |  |  |  | 1 | 0 | 8 | 0 | 0 | 0 | 0 | 0 | 0 | 0 | 0 | 0 | 2006 Qtr 1: 0; 2006 Qtr 2: 0; 2006 Qtr 3: 0; 2006 Qtr 4: 0; 2007 Qtr 1: 0; 2007 Qtr 2: 0; 2007 Qtr 3: 8; 2007 Qtr 4: 0; 2008 Qtr 1: 0; 2008 Qtr 2: 0; 2008 Qtr 3: 0; 2008 Qtr 4: 0 | 8
0 | 253069-Comm. AC 65k to 134k ER |  | 7 | Commercial | 12-MBT-Manufacturing–Bio/Tech-COOL | 0 |  |  |  |  | 757.3824 | 0 | 80.3571 | 0 | 0 | 677.0253 | 201 |  | kWh | 0.166 | 0 | Commercial |  | Annual | [5 empty] | 15 | 0.8 |  |  |  | 1 | 0 | 7 | 0 | 0 | 0 | 0 | 0 | 0 | 0 | 0 | 0 | 2006 Qtr 1: 0; 2006 Qtr 2: 0; 2006 Qtr 3: 0; 2006 Qtr 4: 0; 2007 Qtr 1: 0; 2007 Qtr 2: 0; 2007 Qtr 3: 7; 2007 Qtr 4: 0; 2008 Qtr 1: 0; 2008 Qtr 2: 0; 2008 Qtr 3: 0; 2008 Qtr 4: 0 | 7
0 | 253069-Comm. AC 65k to 134k ER |  | 7 | Commercial | 01-ALC-AllCommercial-Cooling | 0 |  |  |  |  | 757.3824 | 0 | 75 | 0 | 0 | 682.3824 | 201 |  | kWh | 0.166 | 0 | Commercial |  | Annual | [5 empty] | 15 | 0.8 |  |  |  | 1 | 0 | 8 | 0 | 0 | 0 | 0 | 0 | 0 | 0 | 0 | 0 | 2006 Qtr 1: 0; 2006 Qtr 2: 0; 2006 Qtr 3: 0; 2006 Qtr 4: 0; 2007 Qtr 1: 0; 2007 Qtr 2: 0; 2007 Qtr 3: 8; 2007 Qtr 4: 0; 2008 Qtr 1: 0; 2008 Qtr 2: 0; 2008 Qtr 3: 0; 2008 Qtr 4: 0 | 8
0 | 253069-Comm. AC 65k to 134k ER |  | 7 | Commercial | 01-ALC-AllCommercial-Cooling | 0 |  |  |  |  | 757.3824 | 0 | 32.1429 | 0 | 0 | 725.2395 | 201 |  | kWh | 0.166 | 0 | Commercial |  | Annual | [5 empty] | 15 | 0.8 |  |  |  | 1 | 0 | 7 | 0 | 0 | 0 | 0 | 0 | 0 | 0 | 0 | 0 | 2006 Qtr 1: 0; 2006 Qtr 2: 0; 2006 Qtr 3: 0; 2006 Qtr 4: 0; 2007 Qtr 1: 0; 2007 Qtr 2: 0; 2007 Qtr 3: 0; 2007 Qtr 4: 7; 2008 Qtr 1: 0; 2008 Qtr 2: 0; 2008 Qtr 3: 0; 2008 Qtr 4: 0 | 7
0 | 253069-Comm. AC 65k to 134k ER |  | 7 | Commercial | 20-RFF-Restaurant–FastFood-Cooling | 0 |  |  |  |  | 757.3824 | 0 | 80.3571 | 0 | 0 | 677.0253 | 201 |  | kWh | 0.166 | 0 | Commercial |  | Annual | [5 empty] | 15 | 0.8 |  |  |  | 1 | 0 | 7 | 0 | 0 | 0 | 0 | 0 | 0 | 0 | 0 | 0 | 2006 Qtr 1: 0; 2006 Qtr 2: 0; 2006 Qtr 3: 0; 2006 Qtr 4: 0; 2007 Qtr 1: 0; 2007 Qtr 2: 0; 2007 Qtr 3: 0; 2007 Qtr 4: 7; 2008 Qtr 1: 0; 2008 Qtr 2: 0; 2008 Qtr 3: 0; 2008 Qtr 4: 0 | 7
0 | 253069-Comm. AC 65k to 134k ER |  | 7 | Commercial | 12-MBT-Manufacturing–Bio/Tech-COOL | 0 |  |  |  |  | 757.3824 | 0 | 75 | 0 | 0 | 682.3824 | 201 |  | kWh | 0.166 | 0 | Commercial |  | Annual | [5 empty] | 15 | 0.8 |  |  |  | 1 | 0 | 6 | 0 | 0 | 0 | 0 | 0 | 0 | 0 | 0 | 0 | 2006 Qtr 1: 0; 2006 Qtr 2: 0; 2006 Qtr 3: 0; 2006 Qtr 4: 0; 2007 Qtr 1: 0; 2007 Qtr 2: 0; 2007 Qtr 3: 6; 2007 Qtr 4: 0; 2008 Qtr 1: 0; 2008 Qtr 2: 0; 2008 Qtr 3: 0; 2008 Qtr 4: 0 | 6
0 | 253069-Comm. AC 65k to 134k ER |  | 7 | Commercial | 12-MBT-Manufacturing–Bio/Tech-COOL | 0 |  |  |  |  | 757.3824 | 0 | 80.3571 | 0 | 0 | 677.0253 | 201 |  | kWh | 0.166 | 0 | Commercial |  | Annual | [5 empty] | 15 | 0.8 |  |  |  | 1 | 0 | 7 | 0 | 0 | 0 | 0 | 0 | 0 | 0 | 0 | 0 | 2006 Qtr 1: 0; 2006 Qtr 2: 0; 2006 Qtr 3: 0; 2006 Qtr 4: 0; 2007 Qtr 1: 0; 2007 Qtr 2: 0; 2007 Qtr 3: 7; 2007 Qtr 4: 0; 2008 Qtr 1: 0; 2008 Qtr 2: 0; 2008 Qtr 3: 0; 2008 Qtr 4: 0 | 7
0 | 253069-Comm. AC 65k to 134k ER |  | 7 | Commercial | 12-MBT-Manufacturing–Bio/Tech-COOL | 0 |  |  |  |  | 757.3824 | 0 | 75 | 0 | 0 | 682.3824 | 201 |  | kWh | 0.166 | 0 | Commercial |  | Annual | [5 empty] | 15 | 0.8 |  |  |  | 1 | 0 | 6 | 0 | 0 | 0 | 0 | 0 | 0 | 0 | 0 | 0 | 2006 Qtr 1: 0; 2006 Qtr 2: 0; 2006 Qtr 3: 0; 2006 Qtr 4: 0; 2007 Qtr 1: 0; 2007 Qtr 2: 0; 2007 Qtr 3: 6; 2007 Qtr 4: 0; 2008 Qtr 1: 0; 2008 Qtr 2: 0; 2008 Qtr 3: 0; 2008 Qtr 4: 0 | 6
0 | 253069-Comm. AC 65k to 134k ER |  | 7 | Commercial | 01-ALC-AllCommercial-Cooling | 0 |  |  |  |  | 757.3824 | 0 | 32.1429 | 0 | 0 | 725.2395 | 201 |  | kWh | 0.166 | 0 | Commercial |  | Annual | [5 empty] | 15 | 0.8 |  |  |  | 1 | 0 | 7 | 0 | 0 | 0 | 0 | 0 | 0 | 0 | 0 | 0 | 2006 Qtr 1: 0; 2006 Qtr 2: 0; 2006 Qtr 3: 0; 2006 Qtr 4: 0; 2007 Qtr 1: 0; 2007 Qtr 2: 0; 2007 Qtr 3: 0; 2007 Qtr 4: 7; 2008 Qtr 1: 0; 2008 Qtr 2: 0; 2008 Qtr 3: 0; 2008 Qtr 4: 0 | 7
0 | 253069-Comm. AC 65k to 134k ER |  | 7 | Commercial | 24-RTS-Retail–Small-COOL | 0 |  |  |  |  | 757.3824 | 0 | 75 | 0 | 0 | 682.3824 | 201 |  | kWh | 0.166 | 0 | Commercial |  | Annual | [5 empty] | 15 | 0.8 |  |  |  | 1 | 0 | 10 | 0 | 0 | 0 | 0 | 0 | 0 | 0 | 0 | 0 | 2006 Qtr 1: 0; 2006 Qtr 2: 0; 2006 Qtr 3: 0; 2006 Qtr 4: 0; 2007 Qtr 1: 0; 2007 Qtr 2: 0; 2007 Qtr 3: 10; 2007 Qtr 4: 0; 2008 Qtr 1: 0; 2008 Qtr 2: 0; 2008 Qtr 3: 0; 2008 Qtr 4: 0 | 10
0 | 253069-Comm. AC 65k to 134k ER |  | 7 | Commercial | 01-ALC-AllCommercial-Cooling | 0 |  |  |  |  | 757.3824 | 0 | 75 | 0 | 0 | 682.3824 | 201 |  | kWh | 0.166 | 0 | Commercial |  | Annual | [5 empty] | 15 | 0.8 |  |  |  | 1 | 0 | 10 | 0 | 0 | 0 | 0 | 0 | 0 | 0 | 0 | 0 | 2006 Qtr 1: 0; 2006 Qtr 2: 0; 2006 Qtr 3: 0; 2006 Qtr 4: 0; 2007 Qtr 1: 0; 2007 Qtr 2: 0; 2007 Qtr 3: 10; 2007 Qtr 4: 0; 2008 Qtr 1: 0; 2008 Qtr 2: 0; 2008 Qtr 3: 0; 2008 Qtr 4: 0 | 10
0 | 253069-Comm. AC 65k to 134k ER |  | 7 | Commercial | 20-RFF-Restaurant–FastFood-Cooling | 0 |  |  |  |  | 757.3824 | 0 | 75 | 0 | 0 | 682.3824 | 201 |  | kWh | 0.166 | 0 | Commercial |  | Annual | [5 empty] | 15 | 0.8 |  |  |  | 1 | 0 | 10 | 0 | 0 | 0 | 0 | 0 | 0 | 0 | 0 | 0 | 2006 Qtr 1: 0; 2006 Qtr 2: 0; 2006 Qtr 3: 0; 2006 Qtr 4: 0; 2007 Qtr 1: 0; 2007 Qtr 2: 0; 2007 Qtr 3: 0; 2007 Qtr 4: 10; 2008 Qtr 1: 0; 2008 Qtr 2: 0; 2008 Qtr 3: 0; 2008 Qtr 4: 0 | 10
0 | 253069-Comm. AC 65k to 134k ER |  | 7 | Commercial | 20-RFF-Restaurant–FastFood-Cooling | 0 |  |  |  |  | 757.3824 | 0 | 75 | 0 | 0 | 682.3824 | 201 |  | kWh | 0.166 | 0 | Commercial |  | Annual | [5 empty] | 15 | 0.8 |  |  |  | 1 | 0 | 10 | 0 | 0 | 0 | 0 | 0 | 0 | 0 | 0 | 0 | 2006 Qtr 1: 0; 2006 Qtr 2: 0; 2006 Qtr 3: 0; 2006 Qtr 4: 0; 2007 Qtr 1: 0; 2007 Qtr 2: 0; 2007 Qtr 3: 0; 2007 Qtr 4: 10; 2008 Qtr 1: 0; 2008 Qtr 2: 0; 2008 Qtr 3: 0; 2008 Qtr 4: 0 | 10
0 | 253069-Comm. AC 65k to 134k ER |  | 7 | Commercial | 20-RFF-Restaurant–FastFood-Cooling | 0 |  |  |  |  | 757.3824 | 0 | 80.3571 | 0 | 0 | 677.0253 | 201 |  | kWh | 0.166 | 0 | Commercial |  | Annual | [5 empty] | 15 | 0.8 |  |  |  | 1 | 0 | 7 | 0 | 0 | 0 | 0 | 0 | 0 | 0 | 0 | 0 | 2006 Qtr 1: 0; 2006 Qtr 2: 0; 2006 Qtr 3: 0; 2006 Qtr 4: 0; 2007 Qtr 1: 0; 2007 Qtr 2: 0; 2007 Qtr 3: 0; 2007 Qtr 4: 7; 2008 Qtr 1: 0; 2008 Qtr 2: 0; 2008 Qtr 3: 0; 2008 Qtr 4: 0 | 7
0 | 253069-Comm. AC 65k to 134k ER |  | 7 | Commercial | 20-RFF-Restaurant–FastFood-Cooling | 0 |  |  |  |  | 757.3824 | 0 | 75 | 0 | 0 | 682.3824 | 201 |  | kWh | 0.166 | 0 | Commercial |  | Annual | [5 empty] | 15 | 0.8 |  |  |  | 1 | 0 | 10 | 0 | 0 | 0 | 0 | 0 | 0 | 0 | 0 | 0 | 2006 Qtr 1: 0; 2006 Qtr 2: 0; 2006 Qtr 3: 0; 2006 Qtr 4: 0; 2007 Qtr 1: 0; 2007 Qtr 2: 0; 2007 Qtr 3: 0; 2007 Qtr 4: 10; 2008 Qtr 1: 0; 2008 Qtr 2: 0; 2008 Qtr 3: 0; 2008 Qtr 4: 0 | 10
0 | 253069-Comm. AC 65k to 134k ER |  | 7 | Commercial | 24-RTS-Retail–Small-COOL | 0 |  |  |  |  | 757.3824 | 0 | 80.3571 | 0 | 0 | 677.0253 | 201 |  | kWh | 0.166 | 0 | Commercial |  | Annual | [5 empty] | 15 | 0.8 |  |  |  | 1 | 0 | 7 | 0 | 0 | 0 | 0 | 0 | 0 | 0 | 0 | 0 | 2006 Qtr 1: 0; 2006 Qtr 2: 0; 2006 Qtr 3: 0; 2006 Qtr 4: 0; 2007 Qtr 1: 0; 2007 Qtr 2: 0; 2007 Qtr 3: 7; 2007 Qtr 4: 0; 2008 Qtr 1: 0; 2008 Qtr 2: 0; 2008 Qtr 3: 0; 2008 Qtr 4: 0 | 7
0 | 253069-Comm. AC 65k to 134k ER |  | 7 | Commercial | 24-RTS-Retail–Small-COOL | 0 |  |  |  |  | 757.3824 | 0 | 80.3571 | 0 | 0 | 677.0253 | 201 |  | kWh | 0.166 | 0 | Commercial |  | Annual | [5 empty] | 15 | 0.8 |  |  |  | 1 | 0 | 7 | 0 | 0 | 0 | 0 | 0 | 0 | 0 | 0 | 0 | 2006 Qtr 1: 0; 2006 Qtr 2: 0; 2006 Qtr 3: 0; 2006 Qtr 4: 0; 2007 Qtr 1: 0; 2007 Qtr 2: 0; 2007 Qtr 3: 7; 2007 Qtr 4: 0; 2008 Qtr 1: 0; 2008 Qtr 2: 0; 2008 Qtr 3: 0; 2008 Qtr 4: 0 | 7
0 | 253069-Comm. AC 65k to 134k ER |  | 7 | Commercial | 01-ALC-AllCommercial-Cooling | 0 |  |  |  |  | 757.3824 | 0 | 75 | 0 | 0 | 682.3824 | 201 |  | kWh | 0.166 | 0 | Commercial |  | Annual | [5 empty] | 15 | 0.8 |  |  |  | 1 | 0 | 10 | 0 | 0 | 0 | 0 | 0 | 0 | 0 | 0 | 0 | 2006 Qtr 1: 0; 2006 Qtr 2: 0; 2006 Qtr 3: 0; 2006 Qtr 4: 0; 2007 Qtr 1: 0; 2007 Qtr 2: 0; 2007 Qtr 3: 10; 2007 Qtr 4: 0; 2008 Qtr 1: 0; 2008 Qtr 2: 0; 2008 Qtr 3: 0; 2008 Qtr 4: 0 | 10
0 | 253069-Comm. AC 65k to 134k ER |  | 7 | Commercial | 20-RFF-Restaurant–FastFood-Cooling | 0 |  |  |  |  | 757.3824 | 0 | 80.3571 | 0 | 0 | 677.0253 | 201 |  | kWh | 0.166 | 0 | Commercial |  | Annual | [5 empty] | 15 | 0.8 |  |  |  | 1 | 0 | 7 | 0 | 0 | 0 | 0 | 0 | 0 | 0 | 0 | 0 | 2006 Qtr 1: 0; 2006 Qtr 2: 0; 2006 Qtr 3: 0; 2006 Qtr 4: 0; 2007 Qtr 1: 0; 2007 Qtr 2: 0; 2007 Qtr 3: 0; 2007 Qtr 4: 7; 2008 Qtr 1: 0; 2008 Qtr 2: 0; 2008 Qtr 3: 0; 2008 Qtr 4: 0 | 7
0 | 253069-Comm. AC 65k to 134k ER |  | 7 | Commercial | 01-ALC-AllCommercial-Cooling | 0 |  |  |  |  | 757.3824 | 0 | 80.3571 | 0 | 0 | 677.0253 | 201 |  | kWh | 0.166 | 0 | Commercial |  | Annual | [5 empty] | 15 | 0.8 |  |  |  | 1 | 0 | 7 | 0 | 0 | 0 | 0 | 0 | 0 | 0 | 0 | 0 | 2006 Qtr 1: 0; 2006 Qtr 2: 0; 2006 Qtr 3: 0; 2006 Qtr 4: 0; 2007 Qtr 1: 0; 2007 Qtr 2: 0; 2007 Qtr 3: 7; 2007 Qtr 4: 0; 2008 Qtr 1: 0; 2008 Qtr 2: 0; 2008 Qtr 3: 0; 2008 Qtr 4: 0 | 7
0 | 253069-Comm. AC 65k to 134k ER |  | 7 | Commercial | 24-RTS-Retail–Small-COOL | 0 |  |  |  |  | 757.3824 | 0 | 80.3571 | 0 | 0 | 677.0253 | 201 |  | kWh | 0.166 | 0 | Commercial |  | Annual | [5 empty] | 15 | 0.8 |  |  |  | 1 | 0 | 7 | 0 | 0 | 0 | 0 | 0 | 0 | 0 | 0 | 0 | 2006 Qtr 1: 0; 2006 Qtr 2: 0; 2006 Qtr 3: 0; 2006 Qtr 4: 0; 2007 Qtr 1: 0; 2007 Qtr 2: 0; 2007 Qtr 3: 7; 2007 Qtr 4: 0; 2008 Qtr 1: 0; 2008 Qtr 2: 0; 2008 Qtr 3: 0; 2008 Qtr 4: 0 | 7
0 | 253069-Comm. AC 65k to 134k ER |  | 7 | Commercial | 01-ALC-AllCommercial-Cooling | 0 |  |  |  |  | 757.3824 | 0 | 80.3571 | 0 | 0 | 677.0253 | 201 |  | kWh | 0.166 | 0 | Commercial |  | Annual | [5 empty] | 15 | 0.8 |  |  |  | 1 | 0 | 7 | 0 | 0 | 0 | 0 | 0 | 0 | 0 | 0 | 0 | 2006 Qtr 1: 0; 2006 Qtr 2: 0; 2006 Qtr 3: 0; 2006 Qtr 4: 0; 2007 Qtr 1: 0; 2007 Qtr 2: 0; 2007 Qtr 3: 7; 2007 Qtr 4: 0; 2008 Qtr 1: 0; 2008 Qtr 2: 0; 2008 Qtr 3: 0; 2008 Qtr 4: 0 | 7
0 | 253069-Comm. AC 65k to 134k ER |  | 7 | Commercial | 01-ALC-AllCommercial-Cooling | 0 |  |  |  |  | 757.3824 | 0 | 80.3571 | 0 | 0 | 677.0253 | 201 |  | kWh | 0.166 | 0 | Commercial |  | Annual | [5 empty] | 15 | 0.8 |  |  |  | 1 | 0 | 7 | 0 | 0 | 0 | 0 | 0 | 0 | 0 | 0 | 0 | 2006 Qtr 1: 0; 2006 Qtr 2: 0; 2006 Qtr 3: 0; 2006 Qtr 4: 0; 2007 Qtr 1: 0; 2007 Qtr 2: 0; 2007 Qtr 3: 0; 2007 Qtr 4: 7; 2008 Qtr 1: 0; 2008 Qtr 2: 0; 2008 Qtr 3: 0; 2008 Qtr 4: 0 | 7
0 | 253069-Comm. AC 65k to 134k ER |  | 7 | Commercial | 24-RTS-Retail–Small-COOL | 0 |  |  |  |  | 757.3824 | 0 | 75 | 0 | 0 | 682.3824 | 201 |  | kWh | 0.166 | 0 | Commercial |  | Annual | [5 empty] | 15 | 0.8 |  |  |  | 1 | 0 | 10 | 0 | 0 | 0 | 0 | 0 | 0 | 0 | 0 | 0 | 2006 Qtr 1: 0; 2006 Qtr 2: 0; 2006 Qtr 3: 0; 2006 Qtr 4: 0; 2007 Qtr 1: 0; 2007 Qtr 2: 0; 2007 Qtr 3: 10; 2007 Qtr 4: 0; 2008 Qtr 1: 0; 2008 Qtr 2: 0; 2008 Qtr 3: 0; 2008 Qtr 4: 0 | 10
0 | 253069-Comm. AC 65k to 134k ER |  | 7 | Commercial | 24-RTS-Retail–Small-COOL | 0 |  |  |  |  | 757.3824 | 0 | 80.3571 | 0 | 0 | 677.0253 | 201 |  | kWh | 0.166 | 0 | Commercial |  | Annual | [5 empty] | 15 | 0.8 |  |  |  | 1 | 0 | 7 | 0 | 0 | 0 | 0 | 0 | 0 | 0 | 0 | 0 | 2006 Qtr 1: 0; 2006 Qtr 2: 0; 2006 Qtr 3: 0; 2006 Qtr 4: 0; 2007 Qtr 1: 0; 2007 Qtr 2: 0; 2007 Qtr 3: 7; 2007 Qtr 4: 0; 2008 Qtr 1: 0; 2008 Qtr 2: 0; 2008 Qtr 3: 0; 2008 Qtr 4: 0 | 7
0 | 253069-Comm. AC 65k to 134k ER |  | 7 | Commercial | 24-RTS-Retail–Small-COOL | 0 |  |  |  |  | 757.3824 | 0 | 80.3571 | 0 | 0 | 677.0253 | 201 |  | kWh | 0.166 | 0 | Commercial |  | Annual | [5 empty] | 15 | 0.8 |  |  |  | 1 | 0 | 7 | 0 | 0 | 0 | 0 | 0 | 0 | 0 | 0 | 0 | 2006 Qtr 1: 0; 2006 Qtr 2: 0; 2006 Qtr 3: 0; 2006 Qtr 4: 0; 2007 Qtr 1: 0; 2007 Qtr 2: 0; 2007 Qtr 3: 7; 2007 Qtr 4: 0; 2008 Qtr 1: 0; 2008 Qtr 2: 0; 2008 Qtr 3: 0; 2008 Qtr 4: 0 | 7
0 | 253069-Comm. AC 65k to 134k ER |  | 7 | Commercial | 24-RTS-Retail–Small-COOL | 0 |  |  |  |  | 757.3824 | 0 | 80.3571 | 0 | 0 | 677.0253 | 201 |  | kWh | 0.166 | 0 | Commercial |  | Annual | [5 empty] | 15 | 0.8 |  |  |  | 1 | 0 | 7 | 0 | 0 | 0 | 0 | 0 | 0 | 0 | 0 | 0 | 2006 Qtr 1: 0; 2006 Qtr 2: 0; 2006 Qtr 3: 0; 2006 Qtr 4: 0; 2007 Qtr 1: 0; 2007 Qtr 2: 0; 2007 Qtr 3: 7; 2007 Qtr 4: 0; 2008 Qtr 1: 0; 2008 Qtr 2: 0; 2008 Qtr 3: 0; 2008 Qtr 4: 0 | 7
0 | 253069-Comm. AC 65k to 134k ER |  | 7 | Commercial | 01-ALC-AllCommercial-Cooling | 0 |  |  |  |  | 757.3824 | 0 | 80.3571 | 0 | 0 | 677.0253 | 201 |  | kWh | 0.166 | 0 | Commercial |  | Annual | [5 empty] | 15 | 0.8 |  |  |  | 1 | 0 | 7 | 0 | 0 | 0 | 0 | 0 | 0 | 0 | 0 | 0 | 2006 Qtr 1: 0; 2006 Qtr 2: 0; 2006 Qtr 3: 0; 2006 Qtr 4: 0; 2007 Qtr 1: 0; 2007 Qtr 2: 0; 2007 Qtr 3: 7; 2007 Qtr 4: 0; 2008 Qtr 1: 0; 2008 Qtr 2: 0; 2008 Qtr 3: 0; 2008 Qtr 4: 0 | 7
0 | 253069-Comm. AC 65k to 134k ER |  | 7 | Commercial | 24-RTS-Retail–Small-COOL | 0 |  |  |  |  | 757.3824 | 0 | 75 | 0 | 0 | 682.3824 | 201 |  | kWh | 0.166 | 0 | Commercial |  | Annual | [5 empty] | 15 | 0.8 |  |  |  | 1 | 0 | 10 | 0 | 0 | 0 | 0 | 0 | 0 | 0 | 0 | 0 | 2006 Qtr 1: 0; 2006 Qtr 2: 0; 2006 Qtr 3: 0; 2006 Qtr 4: 0; 2007 Qtr 1: 0; 2007 Qtr 2: 0; 2007 Qtr 3: 10; 2007 Qtr 4: 0; 2008 Qtr 1: 0; 2008 Qtr 2: 0; 2008 Qtr 3: 0; 2008 Qtr 4: 0 | 10
0 | 253069-Comm. AC 65k to 134k ER |  | 7 | Commercial | 01-ALC-AllCommercial-Cooling | 0 |  |  |  |  | 757.3824 | 0 | 30 | 0 | 0 | 727.3824 | 201 |  | kWh | 0.166 | 0 | Commercial |  | Annual | [5 empty] | 15 | 0.8 |  |  |  | 1 | 0 | 10 | 0 | 0 | 0 | 0 | 0 | 0 | 0 | 0 | 0 | 2006 Qtr 1: 0; 2006 Qtr 2: 0; 2006 Qtr 3: 0; 2006 Qtr 4: 0; 2007 Qtr 1: 0; 2007 Qtr 2: 0; 2007 Qtr 3: 0; 2007 Qtr 4: 10; 2008 Qtr 1: 0; 2008 Qtr 2: 0; 2008 Qtr 3: 0; 2008 Qtr 4: 0 | 10
0 | 253069-Comm. AC 65k to 134k ER |  | 7 | Commercial | 01-ALC-AllCommercial-Cooling | 0 |  |  |  |  | 757.3824 | 0 | 75 | 0 | 0 | 682.3824 | 201 |  | kWh | 0.166 | 0 | Commercial |  | Annual | [5 empty] | 15 | 0.8 |  |  |  | 1 | 0 | 6 | 0 | 0 | 0 | 0 | 0 | 0 | 0 | 0 | 0 | 2006 Qtr 1: 0; 2006 Qtr 2: 0; 2006 Qtr 3: 0; 2006 Qtr 4: 0; 2007 Qtr 1: 0; 2007 Qtr 2: 0; 2007 Qtr 3: 0; 2007 Qtr 4: 6; 2008 Qtr 1: 0; 2008 Qtr 2: 0; 2008 Qtr 3: 0; 2008 Qtr 4: 0 | 6
0 | 253069-Comm. AC 65k to 134k ER |  | 7 | Commercial | 01-ALC-AllCommercial-Cooling | 0 |  |  |  |  | 757.3824 | 0 | 75 | 0 | 0 | 682.3824 | 201 |  | kWh | 0.166 | 0 | Commercial |  | Annual | [5 empty] | 15 | 0.8 |  |  |  | 1 | 0 | 6 | 0 | 0 | 0 | 0 | 0 | 0 | 0 | 0 | 0 | 2006 Qtr 1: 0; 2006 Qtr 2: 0; 2006 Qtr 3: 0; 2006 Qtr 4: 0; 2007 Qtr 1: 0; 2007 Qtr 2: 0; 2007 Qtr 3: 0; 2007 Qtr 4: 6; 2008 Qtr 1: 0; 2008 Qtr 2: 0; 2008 Qtr 3: 0; 2008 Qtr 4: 0 | 6
0 | 253069-Comm. AC 65k to 134k ER |  | 7 | Commercial | 01-ALC-AllCommercial-Cooling | 0 |  |  |  |  | 757.3824 | 0 | 32.1429 | 0 | 0 | 725.2395 | 201 |  | kWh | 0.166 | 0 | Commercial |  | Annual | [5 empty] | 15 | 0.8 |  |  |  | 1 | 0 | 7 | 0 | 0 | 0 | 0 | 0 | 0 | 0 | 0 | 0 | 2006 Qtr 1: 0; 2006 Qtr 2: 0; 2006 Qtr 3: 0; 2006 Qtr 4: 0; 2007 Qtr 1: 0; 2007 Qtr 2: 0; 2007 Qtr 3: 0; 2007 Qtr 4: 7; 2008 Qtr 1: 0; 2008 Qtr 2: 0; 2008 Qtr 3: 0; 2008 Qtr 4: 0 | 7
0 | 253069-Comm. AC 65k to 134k ER |  | 7 | Commercial | 01-ALC-AllCommercial-Cooling | 0 |  |  |  |  | 757.3824 | 0 | 30 | 0 | 0 | 727.3824 | 201 |  | kWh | 0.166 | 0 | Commercial |  | Annual | [5 empty] | 15 | 0.8 |  |  |  | 1 | 0 | 10 | 0 | 0 | 0 | 0 | 0 | 0 | 0 | 0 | 0 | 2006 Qtr 1: 0; 2006 Qtr 2: 0; 2006 Qtr 3: 0; 2006 Qtr 4: 0; 2007 Qtr 1: 0; 2007 Qtr 2: 0; 2007 Qtr 3: 0; 2007 Qtr 4: 10; 2008 Qtr 1: 0; 2008 Qtr 2: 0; 2008 Qtr 3: 0; 2008 Qtr 4: 0 | 10
0 | 253070-Comm. AC 65k to 134k ER |  | 10 | Commercial | 24-RTS-Retail–Small-COOL | 0 |  |  |  |  | 757.3824 | 0 | 80.3571 | 0 | 0 | 677.0253 | 356 |  | kWh | 0.355 | 0 | Commercial |  | Annual | [5 empty] | 15 | 0.8 |  |  |  | 1 | 0 | 7 | 0 | 0 | 0 | 0 | 0 | 0 | 0 | 0 | 0 | 2006 Qtr 1: 0; 2006 Qtr 2: 0; 2006 Qtr 3: 0; 2006 Qtr 4: 0; 2007 Qtr 1: 0; 2007 Qtr 2: 0; 2007 Qtr 3: 7; 2007 Qtr 4: 0; 2008 Qtr 1: 0; 2008 Qtr 2: 0; 2008 Qtr 3: 0; 2008 Qtr 4: 0 | 7
0 | 253070-Comm. AC 65k to 134k ER |  | 10 | Commercial | 01-ALC-AllCommercial-Cooling | 0 |  |  |  |  | 757.3824 | 0 | 80.3571 | 0 | 0 | 677.0253 | 356 |  | kWh | 0.355 | 0 | Commercial |  | Annual | [5 empty] | 15 | 0.8 |  |  |  | 1 | 0 | 7 | 0 | 0 | 0 | 0 | 0 | 0 | 0 | 0 | 0 | 2006 Qtr 1: 0; 2006 Qtr 2: 0; 2006 Qtr 3: 0; 2006 Qtr 4: 0; 2007 Qtr 1: 0; 2007 Qtr 2: 0; 2007 Qtr 3: 7; 2007 Qtr 4: 0; 2008 Qtr 1: 0; 2008 Qtr 2: 0; 2008 Qtr 3: 0; 2008 Qtr 4: 0 | 7
0 | 253070-Comm. AC 65k to 134k ER |  | 10 | Commercial | 20-RFF-Restaurant–FastFood-Cooling | 0 |  |  |  |  | 757.3824 | 0 | 75 | 0 | 0 | 682.3824 | 356 |  | kWh | 0.355 | 0 | Commercial |  | Annual | [5 empty] | 15 | 0.8 |  |  |  | 1 | 0 | 10 | 0 | 0 | 0 | 0 | 0 | 0 | 0 | 0 | 0 | 2006 Qtr 1: 0; 2006 Qtr 2: 0; 2006 Qtr 3: 0; 2006 Qtr 4: 0; 2007 Qtr 1: 0; 2007 Qtr 2: 0; 2007 Qtr 3: 0; 2007 Qtr 4: 10; 2008 Qtr 1: 0; 2008 Qtr 2: 0; 2008 Qtr 3: 0; 2008 Qtr 4: 0 | 10
0 | 253070-Comm. AC 65k to 134k ER |  | 10 | Commercial | 01-ALC-AllCommercial-Cooling | 0 |  |  |  |  | 757.3824 | 0 | 75 | 0 | 0 | 682.3824 | 356 |  | kWh | 0.355 | 0 | Commercial |  | Annual | [5 empty] | 15 | 0.8 |  |  |  | 1 | 0 | 10 | 0 | 0 | 0 | 0 | 0 | 0 | 0 | 0 | 0 | 2006 Qtr 1: 0; 2006 Qtr 2: 0; 2006 Qtr 3: 0; 2006 Qtr 4: 0; 2007 Qtr 1: 0; 2007 Qtr 2: 0; 2007 Qtr 3: 0; 2007 Qtr 4: 10; 2008 Qtr 1: 0; 2008 Qtr 2: 0; 2008 Qtr 3: 0; 2008 Qtr 4: 0 | 10
0 | 253070-Comm. AC 65k to 134k ER |  | 10 | Commercial | 01-ALC-AllCommercial-Cooling | 0 |  |  |  |  | 757.3824 | 0 | 80.3571 | 0 | 0 | 677.0253 | 356 |  | kWh | 0.355 | 0 | Commercial |  | Annual | [5 empty] | 15 | 0.8 |  |  |  | 1 | 0 | 7 | 0 | 0 | 0 | 0 | 0 | 0 | 0 | 0 | 0 | 2006 Qtr 1: 0; 2006 Qtr 2: 0; 2006 Qtr 3: 0; 2006 Qtr 4: 0; 2007 Qtr 1: 0; 2007 Qtr 2: 0; 2007 Qtr 3: 0; 2007 Qtr 4: 7; 2008 Qtr 1: 0; 2008 Qtr 2: 0; 2008 Qtr 3: 0; 2008 Qtr 4: 0 | 7
0 | 253071-Comm. AC 135K to 239k ER |  | 7 | Commercial | 01-ALC-AllCommercial-Cooling | 0 |  |  |  |  | 785.7717 | 0 | 60 | 0 | 0 | 725.7717 | 201 |  | kWh | 0.166 | 0 | Commercial |  | Annual | [5 empty] | 15 | 0.8 |  |  |  | 1 | 0 | 15 | 0 | 0 | 0 | 0 | 0 | 0 | 0 | 0 | 0 | 2006 Qtr 1: 0; 2006 Qtr 2: 0; 2006 Qtr 3: 0; 2006 Qtr 4: 0; 2007 Qtr 1: 0; 2007 Qtr 2: 0; 2007 Qtr 3: 15; 2007 Qtr 4: 0; 2008 Qtr 1: 0; 2008 Qtr 2: 0; 2008 Qtr 3: 0; 2008 Qtr 4: 0 | 15
0 | 253071-Comm. AC 135K to 239k ER |  | 7 | Commercial | 01-ALC-AllCommercial-Cooling | 0 |  |  |  |  | 785.7717 | 0 | 60 | 0 | 0 | 725.7717 | 201 |  | kWh | 0.166 | 0 | Commercial |  | Annual | [5 empty] | 15 | 0.8 |  |  |  | 1 | 0 | 15 | 0 | 0 | 0 | 0 | 0 | 0 | 0 | 0 | 0 | 2006 Qtr 1: 0; 2006 Qtr 2: 0; 2006 Qtr 3: 0; 2006 Qtr 4: 0; 2007 Qtr 1: 0; 2007 Qtr 2: 0; 2007 Qtr 3: 15; 2007 Qtr 4: 0; 2008 Qtr 1: 0; 2008 Qtr 2: 0; 2008 Qtr 3: 0; 2008 Qtr 4: 0 | 15
0 | 253071-Comm. AC 135K to 239k ER |  | 7 | Commercial | 01-ALC-AllCommercial-Cooling | 0 |  |  |  |  | 785.7717 | 0 | 60 | 0 | 0 | 725.7717 | 201 |  | kWh | 0.166 | 0 | Commercial |  | Annual | [5 empty] | 15 | 0.8 |  |  |  | 1 | 0 | 15 | 0 | 0 | 0 | 0 | 0 | 0 | 0 | 0 | 0 | 2006 Qtr 1: 0; 2006 Qtr 2: 0; 2006 Qtr 3: 0; 2006 Qtr 4: 0; 2007 Qtr 1: 0; 2007 Qtr 2: 0; 2007 Qtr 3: 15; 2007 Qtr 4: 0; 2008 Qtr 1: 0; 2008 Qtr 2: 0; 2008 Qtr 3: 0; 2008 Qtr 4: 0 | 15
0 | 253071-Comm. AC 135K to 239k ER |  | 7 | Commercial | 01-ALC-AllCommercial-Cooling | 0 |  |  |  |  | 785.7717 | 0 | 60 | 0 | 0 | 725.7717 | 201 |  | kWh | 0.166 | 0 | Commercial |  | Annual | [5 empty] | 15 | 0.8 |  |  |  | 1 | 0 | 13 | 0 | 0 | 0 | 0 | 0 | 0 | 0 | 0 | 0 | 2006 Qtr 1: 0; 2006 Qtr 2: 0; 2006 Qtr 3: 0; 2006 Qtr 4: 0; 2007 Qtr 1: 0; 2007 Qtr 2: 0; 2007 Qtr 3: 13; 2007 Qtr 4: 0; 2008 Qtr 1: 0; 2008 Qtr 2: 0; 2008 Qtr 3: 0; 2008 Qtr 4: 0 | 13
0 | 253071-Comm. AC 135K to 239k ER |  | 7 | Commercial | 01-ALC-AllCommercial-Cooling | 0 |  |  |  |  | 785.7717 | 0 | 60 | 0 | 0 | 725.7717 | 201 |  | kWh | 0.166 | 0 | Commercial |  | Annual | [5 empty] | 15 | 0.8 |  |  |  | 1 | 0 | 15 | 0 | 0 | 0 | 0 | 0 | 0 | 0 | 0 | 0 | 2006 Qtr 1: 0; 2006 Qtr 2: 0; 2006 Qtr 3: 0; 2006 Qtr 4: 0; 2007 Qtr 1: 0; 2007 Qtr 2: 0; 2007 Qtr 3: 15; 2007 Qtr 4: 0; 2008 Qtr 1: 0; 2008 Qtr 2: 0; 2008 Qtr 3: 0; 2008 Qtr 4: 0 | 15
0 | 253071-Comm. AC 135K to 239k ER |  | 7 | Commercial | 01-ALC-AllCommercial-Cooling | 0 |  |  |  |  | 785.7717 | 0 | 60 | 0 | 0 | 725.7717 | 201 |  | kWh | 0.166 | 0 | Commercial |  | Annual | [5 empty] | 15 | 0.8 |  |  |  | 1 | 0 | 15 | 0 | 0 | 0 | 0 | 0 | 0 | 0 | 0 | 0 | 2006 Qtr 1: 0; 2006 Qtr 2: 0; 2006 Qtr 3: 0; 2006 Qtr 4: 0; 2007 Qtr 1: 0; 2007 Qtr 2: 0; 2007 Qtr 3: 15; 2007 Qtr 4: 0; 2008 Qtr 1: 0; 2008 Qtr 2: 0; 2008 Qtr 3: 0; 2008 Qtr 4: 0 | 15
0 | 253071-Comm. AC 135K to 239k ER |  | 7 | Commercial | 01-ALC-AllCommercial-Cooling | 0 |  |  |  |  | 785.7717 | 0 | 60 | 0 | 0 | 725.7717 | 201 |  | kWh | 0.166 | 0 | Commercial |  | Annual | [5 empty] | 15 | 0.8 |  |  |  | 1 | 0 | 15 | 0 | 0 | 0 | 0 | 0 | 0 | 0 | 0 | 0 | 2006 Qtr 1: 0; 2006 Qtr 2: 0; 2006 Qtr 3: 0; 2006 Qtr 4: 0; 2007 Qtr 1: 0; 2007 Qtr 2: 0; 2007 Qtr 3: 15; 2007 Qtr 4: 0; 2008 Qtr 1: 0; 2008 Qtr 2: 0; 2008 Qtr 3: 0; 2008 Qtr 4: 0 | 15
0 | 253071-Comm. AC 135K to 239k ER |  | 7 | Commercial | 01-ALC-AllCommercial-Cooling | 0 |  |  |  |  | 785.7717 | 0 | 60 | 0 | 0 | 725.7717 | 201 |  | kWh | 0.166 | 0 | Commercial |  | Annual | [5 empty] | 15 | 0.8 |  |  |  | 1 | 0 | 15 | 0 | 0 | 0 | 0 | 0 | 0 | 0 | 0 | 0 | 2006 Qtr 1: 0; 2006 Qtr 2: 0; 2006 Qtr 3: 0; 2006 Qtr 4: 0; 2007 Qtr 1: 0; 2007 Qtr 2: 0; 2007 Qtr 3: 15; 2007 Qtr 4: 0; 2008 Qtr 1: 0; 2008 Qtr 2: 0; 2008 Qtr 3: 0; 2008 Qtr 4: 0 | 15
0 | 253071-Comm. AC 135K to 239k ER |  | 7 | Commercial | 01-ALC-AllCommercial-Cooling | 0 |  |  |  |  | 785.7717 | 0 | 60 | 0 | 0 | 725.7717 | 201 |  | kWh | 0.166 | 0 | Commercial |  | Annual | [5 empty] | 15 | 0.8 |  |  |  | 1 | 0 | 13 | 0 | 0 | 0 | 0 | 0 | 0 | 0 | 0 | 0 | 2006 Qtr 1: 0; 2006 Qtr 2: 0; 2006 Qtr 3: 0; 2006 Qtr 4: 0; 2007 Qtr 1: 0; 2007 Qtr 2: 0; 2007 Qtr 3: 13; 2007 Qtr 4: 0; 2008 Qtr 1: 0; 2008 Qtr 2: 0; 2008 Qtr 3: 0; 2008 Qtr 4: 0 | 13
0 | 253071-Comm. AC 135K to 239k ER |  | System | Commercial | 02-ASM-Assembly-Cooling | 0 |  |  |  |  | 785.7717 | 0 | 60 | 0 | 0 | 725.7717 | 284.556 |  | kWh | 0.20416 | 0 | Commercial |  | Annual | [5 empty] | 15 | 0.8 |  |  |  | 1 | 0 | 15 | 0 | 0 | 0 | 0 | 0 | 0 | 0 | 0 | 0 | 2006 Qtr 1: 0; 2006 Qtr 2: 0; 2006 Qtr 3: 0; 2006 Qtr 4: 0; 2007 Qtr 1: 0; 2007 Qtr 2: 0; 2007 Qtr 3: 0; 2007 Qtr 4: 15; 2008 Qtr 1: 0; 2008 Qtr 2: 0; 2008 Qtr 3: 0; 2008 Qtr 4: 0 | 15
0 | 253071-Comm. AC 135K to 239k ER |  | 7 | Commercial | 12-MBT-Manufacturing–Bio/Tech-COOL | 0 |  |  |  |  | 785.7717 | 0 | 62.5 | 0 | 0 | 723.2717 | 201 |  | kWh | 0.166 | 0 | Commercial |  | Annual | [5 empty] | 15 | 0.8 |  |  |  | 1 | 0 | 12 | 0 | 0 | 0 | 0 | 0 | 0 | 0 | 0 | 0 | 2006 Qtr 1: 0; 2006 Qtr 2: 0; 2006 Qtr 3: 0; 2006 Qtr 4: 0; 2007 Qtr 1: 0; 2007 Qtr 2: 0; 2007 Qtr 3: 12; 2007 Qtr 4: 0; 2008 Qtr 1: 0; 2008 Qtr 2: 0; 2008 Qtr 3: 0; 2008 Qtr 4: 0 | 12
0 | 253071-Comm. AC 135K to 239k ER |  | 7 | Commercial | 20-RFF-Restaurant–FastFood-Cooling | 0 |  |  |  |  | 785.7717 | 0 | 30 | 0 | 0 | 755.7717 | 201 |  | kWh | 0.166 | 0 | Commercial |  | Annual | [5 empty] | 15 | 0.8 |  |  |  | 1 | 0 | 15 | 0 | 0 | 0 | 0 | 0 | 0 | 0 | 0 | 0 | 2006 Qtr 1: 0; 2006 Qtr 2: 0; 2006 Qtr 3: 0; 2006 Qtr 4: 0; 2007 Qtr 1: 0; 2007 Qtr 2: 0; 2007 Qtr 3: 0; 2007 Qtr 4: 15; 2008 Qtr 1: 0; 2008 Qtr 2: 0; 2008 Qtr 3: 0; 2008 Qtr 4: 0 | 15
0 | 253071-Comm. AC 135K to 239k ER |  | 7 | Commercial | 24-RTS-Retail–Small-COOL | 0 |  |  |  |  | 785.7717 | 0 | 60 | 0 | 0 | 725.7717 | 201 |  | kWh | 0.166 | 0 | Commercial |  | Annual | [5 empty] | 15 | 0.8 |  |  |  | 1 | 0 | 15 | 0 | 0 | 0 | 0 | 0 | 0 | 0 | 0 | 0 | 2006 Qtr 1: 0; 2006 Qtr 2: 0; 2006 Qtr 3: 0; 2006 Qtr 4: 0; 2007 Qtr 1: 0; 2007 Qtr 2: 0; 2007 Qtr 3: 15; 2007 Qtr 4: 0; 2008 Qtr 1: 0; 2008 Qtr 2: 0; 2008 Qtr 3: 0; 2008 Qtr 4: 0 | 15
0 | 253071-Comm. AC 135K to 239k ER |  | 7 | Commercial | 01-ALC-AllCommercial-Cooling | 0 |  |  |  |  | 785.7717 | 0 | 60 | 0 | 0 | 725.7717 | 201 |  | kWh | 0.166 | 0 | Commercial |  | Annual | [5 empty] | 15 | 0.8 |  |  |  | 1 | 0 | 15 | 0 | 0 | 0 | 0 | 0 | 0 | 0 | 0 | 0 | 2006 Qtr 1: 0; 2006 Qtr 2: 0; 2006 Qtr 3: 0; 2006 Qtr 4: 0; 2007 Qtr 1: 0; 2007 Qtr 2: 0; 2007 Qtr 3: 15; 2007 Qtr 4: 0; 2008 Qtr 1: 0; 2008 Qtr 2: 0; 2008 Qtr 3: 0; 2008 Qtr 4: 0 | 15
0 | 253071-Comm. AC 135K to 239k ER |  | 7 | Commercial | 01-ALC-AllCommercial-Cooling | 0 |  |  |  |  | 785.7717 | 0 | 60 | 0 | 0 | 725.7717 | 201 |  | kWh | 0.166 | 0 | Commercial |  | Annual | [5 empty] | 15 | 0.8 |  |  |  | 1 | 0 | 13 | 0 | 0 | 0 | 0 | 0 | 0 | 0 | 0 | 0 | 2006 Qtr 1: 0; 2006 Qtr 2: 0; 2006 Qtr 3: 0; 2006 Qtr 4: 0; 2007 Qtr 1: 0; 2007 Qtr 2: 0; 2007 Qtr 3: 13; 2007 Qtr 4: 0; 2008 Qtr 1: 0; 2008 Qtr 2: 0; 2008 Qtr 3: 0; 2008 Qtr 4: 0 | 13
0 | 253071-Comm. AC 135K to 239k ER |  | System | Commercial | 02-ASM-Assembly-Cooling | 0 |  |  |  |  | 785.7717 | 0 | 60 | 0 | 0 | 725.7717 | 284.556 |  | kWh | 0.20416 | 0 | Commercial |  | Annual | [5 empty] | 15 | 0.8 |  |  |  | 1 | 0 | 15 | 0 | 0 | 0 | 0 | 0 | 0 | 0 | 0 | 0 | 2006 Qtr 1: 0; 2006 Qtr 2: 0; 2006 Qtr 3: 0; 2006 Qtr 4: 0; 2007 Qtr 1: 0; 2007 Qtr 2: 0; 2007 Qtr 3: 0; 2007 Qtr 4: 15; 2008 Qtr 1: 0; 2008 Qtr 2: 0; 2008 Qtr 3: 0; 2008 Qtr 4: 0 | 15
0 | 253071-Comm. AC 135K to 239k ER |  | 7 | Commercial | 01-ALC-AllCommercial-Cooling | 0 |  |  |  |  | 785.7717 | 0 | 60 | 0 | 0 | 725.7717 | 201 |  | kWh | 0.166 | 0 | Commercial |  | Annual | [5 empty] | 15 | 0.8 |  |  |  | 1 | 0 | 15 | 0 | 0 | 0 | 0 | 0 | 0 | 0 | 0 | 0 | 2006 Qtr 1: 0; 2006 Qtr 2: 0; 2006 Qtr 3: 0; 2006 Qtr 4: 0; 2007 Qtr 1: 0; 2007 Qtr 2: 0; 2007 Qtr 3: 15; 2007 Qtr 4: 0; 2008 Qtr 1: 0; 2008 Qtr 2: 0; 2008 Qtr 3: 0; 2008 Qtr 4: 0 | 15
0 | 253071-Comm. AC 135K to 239k ER |  | 7 | Commercial | 01-ALC-AllCommercial-Cooling | 0 |  |  |  |  | 785.7717 | 0 | 60 | 0 | 0 | 725.7717 | 201 |  | kWh | 0.166 | 0 | Commercial |  | Annual | [5 empty] | 15 | 0.8 |  |  |  | 1 | 0 | 13 | 0 | 0 | 0 | 0 | 0 | 0 | 0 | 0 | 0 | 2006 Qtr 1: 0; 2006 Qtr 2: 0; 2006 Qtr 3: 0; 2006 Qtr 4: 0; 2007 Qtr 1: 0; 2007 Qtr 2: 0; 2007 Qtr 3: 13; 2007 Qtr 4: 0; 2008 Qtr 1: 0; 2008 Qtr 2: 0; 2008 Qtr 3: 0; 2008 Qtr 4: 0 | 13
0 | 253071-Comm. AC 135K to 239k ER |  | 7 | Commercial | 01-ALC-AllCommercial-Cooling | 0 |  |  |  |  | 785.7717 | 0 | 60 | 0 | 0 | 725.7717 | 201 |  | kWh | 0.166 | 0 | Commercial |  | Annual | [5 empty] | 15 | 0.8 |  |  |  | 1 | 0 | 13 | 0 | 0 | 0 | 0 | 0 | 0 | 0 | 0 | 0 | 2006 Qtr 1: 0; 2006 Qtr 2: 0; 2006 Qtr 3: 0; 2006 Qtr 4: 0; 2007 Qtr 1: 0; 2007 Qtr 2: 0; 2007 Qtr 3: 13; 2007 Qtr 4: 0; 2008 Qtr 1: 0; 2008 Qtr 2: 0; 2008 Qtr 3: 0; 2008 Qtr 4: 0 | 13
0 | 253071-Comm. AC 135K to 239k ER |  | 7 | Commercial | 01-ALC-AllCommercial-Cooling | 0 |  |  |  |  | 785.7717 | 0 | 60 | 0 | 0 | 725.7717 | 201 |  | kWh | 0.166 | 0 | Commercial |  | Annual | [5 empty] | 15 | 0.8 |  |  |  | 1 | 0 | 13 | 0 | 0 | 0 | 0 | 0 | 0 | 0 | 0 | 0 | 2006 Qtr 1: 0; 2006 Qtr 2: 0; 2006 Qtr 3: 0; 2006 Qtr 4: 0; 2007 Qtr 1: 0; 2007 Qtr 2: 0; 2007 Qtr 3: 13; 2007 Qtr 4: 0; 2008 Qtr 1: 0; 2008 Qtr 2: 0; 2008 Qtr 3: 0; 2008 Qtr 4: 0 | 13
0 | 253071-Comm. AC 135K to 239k ER |  | 7 | Commercial | 01-ALC-AllCommercial-Cooling | 0 |  |  |  |  | 785.7717 | 0 | 60 | 0 | 0 | 725.7717 | 201 |  | kWh | 0.166 | 0 | Commercial |  | Annual | [5 empty] | 15 | 0.8 |  |  |  | 1 | 0 | 13 | 0 | 0 | 0 | 0 | 0 | 0 | 0 | 0 | 0 | 2006 Qtr 1: 0; 2006 Qtr 2: 0; 2006 Qtr 3: 0; 2006 Qtr 4: 0; 2007 Qtr 1: 0; 2007 Qtr 2: 0; 2007 Qtr 3: 13; 2007 Qtr 4: 0; 2008 Qtr 1: 0; 2008 Qtr 2: 0; 2008 Qtr 3: 0; 2008 Qtr 4: 0 | 13
0 | 253071-Comm. AC 135K to 239k ER |  | 7 | Commercial | 01-ALC-AllCommercial-Cooling | 0 |  |  |  |  | 785.7717 | 0 | 60 | 0 | 0 | 725.7717 | 201 |  | kWh | 0.166 | 0 | Commercial |  | Annual | [5 empty] | 15 | 0.8 |  |  |  | 1 | 0 | 13 | 0 | 0 | 0 | 0 | 0 | 0 | 0 | 0 | 0 | 2006 Qtr 1: 0; 2006 Qtr 2: 0; 2006 Qtr 3: 0; 2006 Qtr 4: 0; 2007 Qtr 1: 0; 2007 Qtr 2: 0; 2007 Qtr 3: 13; 2007 Qtr 4: 0; 2008 Qtr 1: 0; 2008 Qtr 2: 0; 2008 Qtr 3: 0; 2008 Qtr 4: 0 | 13
0 | 253071-Comm. AC 135K to 239k ER |  | 7 | Commercial | 01-ALC-AllCommercial-Cooling | 0 |  |  |  |  | 785.7717 | 0 | 60 | 0 | 0 | 725.7717 | 201 |  | kWh | 0.166 | 0 | Commercial |  | Annual | [5 empty] | 15 | 0.8 |  |  |  | 1 | 0 | 13 | 0 | 0 | 0 | 0 | 0 | 0 | 0 | 0 | 0 | 2006 Qtr 1: 0; 2006 Qtr 2: 0; 2006 Qtr 3: 0; 2006 Qtr 4: 0; 2007 Qtr 1: 0; 2007 Qtr 2: 0; 2007 Qtr 3: 13; 2007 Qtr 4: 0; 2008 Qtr 1: 0; 2008 Qtr 2: 0; 2008 Qtr 3: 0; 2008 Qtr 4: 0 | 13
0 | 253071-Comm. AC 135K to 239k ER |  | 7 | Commercial | 01-ALC-AllCommercial-Cooling | 0 |  |  |  |  | 785.7717 | 0 | 60 | 0 | 0 | 725.7717 | 201 |  | kWh | 0.166 | 0 | Commercial |  | Annual | [5 empty] | 15 | 0.8 |  |  |  | 1 | 0 | 13 | 0 | 0 | 0 | 0 | 0 | 0 | 0 | 0 | 0 | 2006 Qtr 1: 0; 2006 Qtr 2: 0; 2006 Qtr 3: 0; 2006 Qtr 4: 0; 2007 Qtr 1: 0; 2007 Qtr 2: 0; 2007 Qtr 3: 13; 2007 Qtr 4: 0; 2008 Qtr 1: 0; 2008 Qtr 2: 0; 2008 Qtr 3: 0; 2008 Qtr 4: 0 | 13
0 | 253071-Comm. AC 135K to 239k ER |  | 7 | Commercial | 01-ALC-AllCommercial-Cooling | 0 |  |  |  |  | 785.7717 | 0 | 60 | 0 | 0 | 725.7717 | 201 |  | kWh | 0.166 | 0 | Commercial |  | Annual | [5 empty] | 15 | 0.8 |  |  |  | 1 | 0 | 13 | 0 | 0 | 0 | 0 | 0 | 0 | 0 | 0 | 0 | 2006 Qtr 1: 0; 2006 Qtr 2: 0; 2006 Qtr 3: 0; 2006 Qtr 4: 0; 2007 Qtr 1: 0; 2007 Qtr 2: 0; 2007 Qtr 3: 13; 2007 Qtr 4: 0; 2008 Qtr 1: 0; 2008 Qtr 2: 0; 2008 Qtr 3: 0; 2008 Qtr 4: 0 | 13
0 | 253071-Comm. AC 135K to 239k ER |  | 7 | Commercial | 01-ALC-AllCommercial-Cooling | 0 |  |  |  |  | 785.7717 | 0 | 60 | 0 | 0 | 725.7717 | 201 |  | kWh | 0.166 | 0 | Commercial |  | Annual | [5 empty] | 15 | 0.8 |  |  |  | 1 | 0 | 13 | 0 | 0 | 0 | 0 | 0 | 0 | 0 | 0 | 0 | 2006 Qtr 1: 0; 2006 Qtr 2: 0; 2006 Qtr 3: 0; 2006 Qtr 4: 0; 2007 Qtr 1: 0; 2007 Qtr 2: 0; 2007 Qtr 3: 13; 2007 Qtr 4: 0; 2008 Qtr 1: 0; 2008 Qtr 2: 0; 2008 Qtr 3: 0; 2008 Qtr 4: 0 | 13
0 | 253071-Comm. AC 135K to 239k ER |  | 7 | Commercial | 01-ALC-AllCommercial-Cooling | 0 |  |  |  |  | 785.7717 | 0 | 60 | 0 | 0 | 725.7717 | 201 |  | kWh | 0.166 | 0 | Commercial |  | Annual | [5 empty] | 15 | 0.8 |  |  |  | 1 | 0 | 15 | 0 | 0 | 0 | 0 | 0 | 0 | 0 | 0 | 0 | 2006 Qtr 1: 0; 2006 Qtr 2: 0; 2006 Qtr 3: 0; 2006 Qtr 4: 0; 2007 Qtr 1: 0; 2007 Qtr 2: 0; 2007 Qtr 3: 15; 2007 Qtr 4: 0; 2008 Qtr 1: 0; 2008 Qtr 2: 0; 2008 Qtr 3: 0; 2008 Qtr 4: 0 | 15
0 | 253071-Comm. AC 135K to 239k ER |  | 7 | Commercial | 01-ALC-AllCommercial-Cooling | 0 |  |  |  |  | 785.7717 | 0 | 60 | 0 | 0 | 725.7717 | 201 |  | kWh | 0.166 | 0 | Commercial |  | Annual | [5 empty] | 15 | 0.8 |  |  |  | 1 | 0 | 15 | 0 | 0 | 0 | 0 | 0 | 0 | 0 | 0 | 0 | 2006 Qtr 1: 0; 2006 Qtr 2: 0; 2006 Qtr 3: 0; 2006 Qtr 4: 0; 2007 Qtr 1: 0; 2007 Qtr 2: 0; 2007 Qtr 3: 15; 2007 Qtr 4: 0; 2008 Qtr 1: 0; 2008 Qtr 2: 0; 2008 Qtr 3: 0; 2008 Qtr 4: 0 | 15
0 | 253071-Comm. AC 135K to 239k ER |  | 7 | Commercial | 01-ALC-AllCommercial-Cooling | 0 |  |  |  |  | 785.7717 | 0 | 60 | 0 | 0 | 725.7717 | 201 |  | kWh | 0.166 | 0 | Commercial |  | Annual | [5 empty] | 15 | 0.8 |  |  |  | 1 | 0 | 15 | 0 | 0 | 0 | 0 | 0 | 0 | 0 | 0 | 0 | 2006 Qtr 1: 0; 2006 Qtr 2: 0; 2006 Qtr 3: 0; 2006 Qtr 4: 0; 2007 Qtr 1: 0; 2007 Qtr 2: 0; 2007 Qtr 3: 15; 2007 Qtr 4: 0; 2008 Qtr 1: 0; 2008 Qtr 2: 0; 2008 Qtr 3: 0; 2008 Qtr 4: 0 | 15
0 | 253071-Comm. AC 135K to 239k ER |  | 7 | Commercial | 01-ALC-AllCommercial-Cooling | 0 |  |  |  |  | 785.7717 | 0 | 60 | 0 | 0 | 725.7717 | 201 |  | kWh | 0.166 | 0 | Commercial |  | Annual | [5 empty] | 15 | 0.8 |  |  |  | 1 | 0 | 15 | 0 | 0 | 0 | 0 | 0 | 0 | 0 | 0 | 0 | 2006 Qtr 1: 0; 2006 Qtr 2: 0; 2006 Qtr 3: 0; 2006 Qtr 4: 0; 2007 Qtr 1: 0; 2007 Qtr 2: 0; 2007 Qtr 3: 15; 2007 Qtr 4: 0; 2008 Qtr 1: 0; 2008 Qtr 2: 0; 2008 Qtr 3: 0; 2008 Qtr 4: 0 | 15
0 | 253071-Comm. AC 135K to 239k ER |  | 7 | Commercial | 01-ALC-AllCommercial-Cooling | 0 |  |  |  |  | 785.7717 | 0 | 60 | 0 | 0 | 725.7717 | 201 |  | kWh | 0.166 | 0 | Commercial |  | Annual | [5 empty] | 15 | 0.8 |  |  |  | 1 | 0 | 15 | 0 | 0 | 0 | 0 | 0 | 0 | 0 | 0 | 0 | 2006 Qtr 1: 0; 2006 Qtr 2: 0; 2006 Qtr 3: 0; 2006 Qtr 4: 0; 2007 Qtr 1: 0; 2007 Qtr 2: 0; 2007 Qtr 3: 15; 2007 Qtr 4: 0; 2008 Qtr 1: 0; 2008 Qtr 2: 0; 2008 Qtr 3: 0; 2008 Qtr 4: 0 | 15
0 | 253071-Comm. AC 135K to 239k ER |  | 7 | Commercial | 01-ALC-AllCommercial-Cooling | 0 |  |  |  |  | 785.7717 | 0 | 60 | 0 | 0 | 725.7717 | 201 |  | kWh | 0.166 | 0 | Commercial |  | Annual | [5 empty] | 15 | 0.8 |  |  |  | 1 | 0 | 15 | 0 | 0 | 0 | 0 | 0 | 0 | 0 | 0 | 0 | 2006 Qtr 1: 0; 2006 Qtr 2: 0; 2006 Qtr 3: 0; 2006 Qtr 4: 0; 2007 Qtr 1: 0; 2007 Qtr 2: 0; 2007 Qtr 3: 15; 2007 Qtr 4: 0; 2008 Qtr 1: 0; 2008 Qtr 2: 0; 2008 Qtr 3: 0; 2008 Qtr 4: 0 | 15
0 | 253071-Comm. AC 135K to 239k ER |  | 7 | Commercial | 01-ALC-AllCommercial-Cooling | 0 |  |  |  |  | 785.7717 | 0 | 60 | 0 | 0 | 725.7717 | 201 |  | kWh | 0.166 | 0 | Commercial |  | Annual | [5 empty] | 15 | 0.8 |  |  |  | 1 | 0 | 15 | 0 | 0 | 0 | 0 | 0 | 0 | 0 | 0 | 0 | 2006 Qtr 1: 0; 2006 Qtr 2: 0; 2006 Qtr 3: 0; 2006 Qtr 4: 0; 2007 Qtr 1: 0; 2007 Qtr 2: 0; 2007 Qtr 3: 15; 2007 Qtr 4: 0; 2008 Qtr 1: 0; 2008 Qtr 2: 0; 2008 Qtr 3: 0; 2008 Qtr 4: 0 | 15
0 | 253071-Comm. AC 135K to 239k ER |  | 7 | Commercial | 14-MLI-Manufacturing–LightIndustry-COOL | 0 |  |  |  |  | 785.7717 | 0 | 30 | 0 | 0 | 755.7717 | 201 |  | kWh | 0.166 | 0 | Commercial |  | Annual | [5 empty] | 15 | 0.8 |  |  |  | 1 | 0 | 15 | 0 | 0 | 0 | 0 | 0 | 0 | 0 | 0 | 0 | 2006 Qtr 1: 0; 2006 Qtr 2: 0; 2006 Qtr 3: 0; 2006 Qtr 4: 0; 2007 Qtr 1: 0; 2007 Qtr 2: 0; 2007 Qtr 3: 0; 2007 Qtr 4: 15; 2008 Qtr 1: 0; 2008 Qtr 2: 0; 2008 Qtr 3: 0; 2008 Qtr 4: 0 | 15
0 | 253071-Comm. AC 135K to 239k ER |  | 7 | Commercial | 01-ALC-AllCommercial-Cooling | 0 |  |  |  |  | 785.7717 | 0 | 60 | 0 | 0 | 725.7717 | 201 |  | kWh | 0.166 | 0 | Commercial |  | Annual | [5 empty] | 15 | 0.8 |  |  |  | 1 | 0 | 15 | 0 | 0 | 0 | 0 | 0 | 0 | 0 | 0 | 0 | 2006 Qtr 1: 0; 2006 Qtr 2: 0; 2006 Qtr 3: 0; 2006 Qtr 4: 0; 2007 Qtr 1: 0; 2007 Qtr 2: 0; 2007 Qtr 3: 15; 2007 Qtr 4: 0; 2008 Qtr 1: 0; 2008 Qtr 2: 0; 2008 Qtr 3: 0; 2008 Qtr 4: 0 | 15
0 | 253071-Comm. AC 135K to 239k ER |  | 7 | Commercial | 01-ALC-AllCommercial-Cooling | 0 |  |  |  |  | 785.7717 | 0 | 60 | 0 | 0 | 725.7717 | 201 |  | kWh | 0.166 | 0 | Commercial |  | Annual | [5 empty] | 15 | 0.8 |  |  |  | 1 | 0 | 16 | 0 | 0 | 0 | 0 | 0 | 0 | 0 | 0 | 0 | 2006 Qtr 1: 0; 2006 Qtr 2: 0; 2006 Qtr 3: 0; 2006 Qtr 4: 0; 2007 Qtr 1: 0; 2007 Qtr 2: 0; 2007 Qtr 3: 16; 2007 Qtr 4: 0; 2008 Qtr 1: 0; 2008 Qtr 2: 0; 2008 Qtr 3: 0; 2008 Qtr 4: 0 | 16
0 | 253071-Comm. AC 135K to 239k ER |  | 7 | Commercial | 01-ALC-AllCommercial-Cooling | 0 |  |  |  |  | 785.7717 | 0 | 60 | 0 | 0 | 725.7717 | 201 |  | kWh | 0.166 | 0 | Commercial |  | Annual | [5 empty] | 15 | 0.8 |  |  |  | 1 | 0 | 15 | 0 | 0 | 0 | 0 | 0 | 0 | 0 | 0 | 0 | 2006 Qtr 1: 0; 2006 Qtr 2: 0; 2006 Qtr 3: 0; 2006 Qtr 4: 0; 2007 Qtr 1: 0; 2007 Qtr 2: 0; 2007 Qtr 3: 15; 2007 Qtr 4: 0; 2008 Qtr 1: 0; 2008 Qtr 2: 0; 2008 Qtr 3: 0; 2008 Qtr 4: 0 | 15
0 | 253071-Comm. AC 135K to 239k ER |  | 7 | Commercial | 01-ALC-AllCommercial-Cooling | 0 |  |  |  |  | 785.7717 | 0 | 60 | 0 | 0 | 725.7717 | 201 |  | kWh | 0.166 | 0 | Commercial |  | Annual | [5 empty] | 15 | 0.8 |  |  |  | 1 | 0 | 15 | 0 | 0 | 0 | 0 | 0 | 0 | 0 | 0 | 0 | 2006 Qtr 1: 0; 2006 Qtr 2: 0; 2006 Qtr 3: 0; 2006 Qtr 4: 0; 2007 Qtr 1: 0; 2007 Qtr 2: 0; 2007 Qtr 3: 15; 2007 Qtr 4: 0; 2008 Qtr 1: 0; 2008 Qtr 2: 0; 2008 Qtr 3: 0; 2008 Qtr 4: 0 | 15
0 | 253071-Comm. AC 135K to 239k ER |  | 7 | Commercial | 01-ALC-AllCommercial-Cooling | 0 |  |  |  |  | 785.7717 | 0 | 60 | 0 | 0 | 725.7717 | 201 |  | kWh | 0.166 | 0 | Commercial |  | Annual | [5 empty] | 15 | 0.8 |  |  |  | 1 | 0 | 15 | 0 | 0 | 0 | 0 | 0 | 0 | 0 | 0 | 0 | 2006 Qtr 1: 0; 2006 Qtr 2: 0; 2006 Qtr 3: 0; 2006 Qtr 4: 0; 2007 Qtr 1: 0; 2007 Qtr 2: 0; 2007 Qtr 3: 15; 2007 Qtr 4: 0; 2008 Qtr 1: 0; 2008 Qtr 2: 0; 2008 Qtr 3: 0; 2008 Qtr 4: 0 | 15
0 | 253072-Comm. AC 135K to 239k ER |  | 10 | Commercial | 01-ALC-AllCommercial-Cooling | 0 |  |  |  |  | 785.7717 | 0 | 60 | 0 | 0 | 725.7717 | 356 |  | kWh | 0.355 | 0 | Commercial |  | Annual | [5 empty] | 15 | 0.8 |  |  |  | 1 | 0 | 13 | 0 | 0 | 0 | 0 | 0 | 0 | 0 | 0 | 0 | 2006 Qtr 1: 0; 2006 Qtr 2: 0; 2006 Qtr 3: 0; 2006 Qtr 4: 0; 2007 Qtr 1: 0; 2007 Qtr 2: 0; 2007 Qtr 3: 0; 2007 Qtr 4: 13; 2008 Qtr 1: 0; 2008 Qtr 2: 0; 2008 Qtr 3: 0; 2008 Qtr 4: 0 | 13
0 | 253072-Comm. AC 135K to 239k ER |  | 10 | Commercial | 24-RTS-Retail–Small-COOL | 0 |  |  |  |  | 785.7717 | 0 | 62.5 | 0 | 0 | 723.2717 | 356 |  | kWh | 0.355 | 0 | Commercial |  | Annual | [5 empty] | 15 | 0.8 |  |  |  | 1 | 0 | 12 | 0 | 0 | 0 | 0 | 0 | 0 | 0 | 0 | 0 | 2006 Qtr 1: 0; 2006 Qtr 2: 0; 2006 Qtr 3: 0; 2006 Qtr 4: 0; 2007 Qtr 1: 0; 2007 Qtr 2: 0; 2007 Qtr 3: 12; 2007 Qtr 4: 0; 2008 Qtr 1: 0; 2008 Qtr 2: 0; 2008 Qtr 3: 0; 2008 Qtr 4: 0 | 12
0 | 253072-Comm. AC 135K to 239k ER |  | 10 | Commercial | 01-ALC-AllCommercial-Cooling | 0 |  |  |  |  | 785.7717 | 0 | 60 | 0 | 0 | 725.7717 | 356 |  | kWh | 0.355 | 0 | Commercial |  | Annual | [5 empty] | 15 | 0.8 |  |  |  | 1 | 0 | 13 | 0 | 0 | 0 | 0 | 0 | 0 | 0 | 0 | 0 | 2006 Qtr 1: 0; 2006 Qtr 2: 0; 2006 Qtr 3: 0; 2006 Qtr 4: 0; 2007 Qtr 1: 0; 2007 Qtr 2: 0; 2007 Qtr 3: 0; 2007 Qtr 4: 13; 2008 Qtr 1: 0; 2008 Qtr 2: 0; 2008 Qtr 3: 0; 2008 Qtr 4: 0 | 13
0 | 253072-Comm. AC 135K to 239k ER |  | 10 | Commercial | 24-RTS-Retail–Small-COOL | 0 |  |  |  |  | 785.7717 | 0 | 62.5 | 0 | 0 | 723.2717 | 356 |  | kWh | 0.355 | 0 | Commercial |  | Annual | [5 empty] | 15 | 0.8 |  |  |  | 1 | 0 | 12 | 0 | 0 | 0 | 0 | 0 | 0 | 0 | 0 | 0 | 2006 Qtr 1: 0; 2006 Qtr 2: 0; 2006 Qtr 3: 0; 2006 Qtr 4: 0; 2007 Qtr 1: 0; 2007 Qtr 2: 0; 2007 Qtr 3: 12; 2007 Qtr 4: 0; 2008 Qtr 1: 0; 2008 Qtr 2: 0; 2008 Qtr 3: 0; 2008 Qtr 4: 0 | 12
0 | 253072-Comm. AC 135K to 239k ER |  | 10 | Commercial | 01-ALC-AllCommercial-Cooling | 0 |  |  |  |  | 785.7717 | 0 | 60 | 0 | 0 | 725.7717 | 356 |  | kWh | 0.355 | 0 | Commercial |  | Annual | [5 empty] | 15 | 0.8 |  |  |  | 1 | 0 | 13 | 0 | 0 | 0 | 0 | 0 | 0 | 0 | 0 | 0 | 2006 Qtr 1: 0; 2006 Qtr 2: 0; 2006 Qtr 3: 0; 2006 Qtr 4: 0; 2007 Qtr 1: 0; 2007 Qtr 2: 0; 2007 Qtr 3: 0; 2007 Qtr 4: 13; 2008 Qtr 1: 0; 2008 Qtr 2: 0; 2008 Qtr 3: 0; 2008 Qtr 4: 0 | 13
0 | 253072-Comm. AC 135K to 239k ER |  | 10 | Commercial | 24-RTS-Retail–Small-COOL | 0 |  |  |  |  | 785.7717 | 0 | 62.5 | 0 | 0 | 723.2717 | 356 |  | kWh | 0.355 | 0 | Commercial |  | Annual | [5 empty] | 15 | 0.8 |  |  |  | 1 | 0 | 12 | 0 | 0 | 0 | 0 | 0 | 0 | 0 | 0 | 0 | 2006 Qtr 1: 0; 2006 Qtr 2: 0; 2006 Qtr 3: 0; 2006 Qtr 4: 0; 2007 Qtr 1: 0; 2007 Qtr 2: 0; 2007 Qtr 3: 12; 2007 Qtr 4: 0; 2008 Qtr 1: 0; 2008 Qtr 2: 0; 2008 Qtr 3: 0; 2008 Qtr 4: 0 | 12
0 | 253072-Comm. AC 135K to 239k ER |  | 10 | Commercial | 01-ALC-AllCommercial-Cooling | 0 |  |  |  |  | 785.7717 | 0 | 60 | 0 | 0 | 725.7717 | 356 |  | kWh | 0.355 | 0 | Commercial |  | Annual | [5 empty] | 15 | 0.8 |  |  |  | 1 | 0 | 13 | 0 | 0 | 0 | 0 | 0 | 0 | 0 | 0 | 0 | 2006 Qtr 1: 0; 2006 Qtr 2: 0; 2006 Qtr 3: 0; 2006 Qtr 4: 0; 2007 Qtr 1: 0; 2007 Qtr 2: 0; 2007 Qtr 3: 0; 2007 Qtr 4: 13; 2008 Qtr 1: 0; 2008 Qtr 2: 0; 2008 Qtr 3: 0; 2008 Qtr 4: 0 | 13
0 | 253072-Comm. AC 135K to 239k ER |  | 10 | Commercial | 01-ALC-AllCommercial-Cooling | 0 |  |  |  |  | 785.7717 | 0 | 60 | 0 | 0 | 725.7717 | 356 |  | kWh | 0.355 | 0 | Commercial |  | Annual | [5 empty] | 15 | 0.8 |  |  |  | 1 | 0 | 15 | 0 | 0 | 0 | 0 | 0 | 0 | 0 | 0 | 0 | 2006 Qtr 1: 0; 2006 Qtr 2: 0; 2006 Qtr 3: 0; 2006 Qtr 4: 0; 2007 Qtr 1: 0; 2007 Qtr 2: 0; 2007 Qtr 3: 0; 2007 Qtr 4: 15; 2008 Qtr 1: 0; 2008 Qtr 2: 0; 2008 Qtr 3: 0; 2008 Qtr 4: 0 | 15
0 | 253072-Comm. AC 135K to 239k ER |  | 10 | Commercial | 01-ALC-AllCommercial-Cooling | 0 |  |  |  |  | 785.7717 | 0 | 60 | 0 | 0 | 725.7717 | 356 |  | kWh | 0.355 | 0 | Commercial |  | Annual | [5 empty] | 15 | 0.8 |  |  |  | 1 | 0 | 15 | 0 | 0 | 0 | 0 | 0 | 0 | 0 | 0 | 0 | 2006 Qtr 1: 0; 2006 Qtr 2: 0; 2006 Qtr 3: 0; 2006 Qtr 4: 0; 2007 Qtr 1: 0; 2007 Qtr 2: 0; 2007 Qtr 3: 0; 2007 Qtr 4: 15; 2008 Qtr 1: 0; 2008 Qtr 2: 0; 2008 Qtr 3: 0; 2008 Qtr 4: 0 | 15
0 | 253072-Comm. AC 135K to 239k ER |  | 10 | Commercial | 01-ALC-AllCommercial-Cooling | 0 |  |  |  |  | 785.7717 | 0 | 60 | 0 | 0 | 725.7717 | 356 |  | kWh | 0.355 | 0 | Commercial |  | Annual | [5 empty] | 15 | 0.8 |  |  |  | 1 | 0 | 13 | 0 | 0 | 0 | 0 | 0 | 0 | 0 | 0 | 0 | 2006 Qtr 1: 0; 2006 Qtr 2: 0; 2006 Qtr 3: 0; 2006 Qtr 4: 0; 2007 Qtr 1: 0; 2007 Qtr 2: 0; 2007 Qtr 3: 0; 2007 Qtr 4: 13; 2008 Qtr 1: 0; 2008 Qtr 2: 0; 2008 Qtr 3: 0; 2008 Qtr 4: 0 | 13
0 | 253072-Comm. AC 135K to 239k ER |  | 10 | Commercial | 01-ALC-AllCommercial-Cooling | 0 |  |  |  |  | 785.7717 | 0 | 60 | 0 | 0 | 725.7717 | 356 |  | kWh | 0.355 | 0 | Commercial |  | Annual | [5 empty] | 15 | 0.8 |  |  |  | 1 | 0 | 13 | 0 | 0 | 0 | 0 | 0 | 0 | 0 | 0 | 0 | 2006 Qtr 1: 0; 2006 Qtr 2: 0; 2006 Qtr 3: 0; 2006 Qtr 4: 0; 2007 Qtr 1: 0; 2007 Qtr 2: 0; 2007 Qtr 3: 0; 2007 Qtr 4: 13; 2008 Qtr 1: 0; 2008 Qtr 2: 0; 2008 Qtr 3: 0; 2008 Qtr 4: 0 | 13
0 | 253072-Comm. AC 135K to 239k ER |  | 10 | Commercial | 01-ALC-AllCommercial-Cooling | 0 |  |  |  |  | 785.7717 | 0 | 60 | 0 | 0 | 725.7717 | 356 |  | kWh | 0.355 | 0 | Commercial |  | Annual | [5 empty] | 15 | 0.8 |  |  |  | 1 | 0 | 13 | 0 | 0 | 0 | 0 | 0 | 0 | 0 | 0 | 0 | 2006 Qtr 1: 0; 2006 Qtr 2: 0; 2006 Qtr 3: 0; 2006 Qtr 4: 0; 2007 Qtr 1: 0; 2007 Qtr 2: 0; 2007 Qtr 3: 0; 2007 Qtr 4: 13; 2008 Qtr 1: 0; 2008 Qtr 2: 0; 2008 Qtr 3: 0; 2008 Qtr 4: 0 | 13
0 | 253072-Comm. AC 135K to 239k ER |  | 10 | Commercial | 01-ALC-AllCommercial-Cooling | 0 |  |  |  |  | 785.7717 | 0 | 60 | 0 | 0 | 725.7717 | 356 |  | kWh | 0.355 | 0 | Commercial |  | Annual | [5 empty] | 15 | 0.8 |  |  |  | 1 | 0 | 13 | 0 | 0 | 0 | 0 | 0 | 0 | 0 | 0 | 0 | 2006 Qtr 1: 0; 2006 Qtr 2: 0; 2006 Qtr 3: 0; 2006 Qtr 4: 0; 2007 Qtr 1: 0; 2007 Qtr 2: 0; 2007 Qtr 3: 0; 2007 Qtr 4: 13; 2008 Qtr 1: 0; 2008 Qtr 2: 0; 2008 Qtr 3: 0; 2008 Qtr 4: 0 | 13
0 | 253072-Comm. AC 135K to 239k ER |  | 10 | Commercial | 01-ALC-AllCommercial-Cooling | 0 |  |  |  |  | 785.7717 | 0 | 60 | 0 | 0 | 725.7717 | 356 |  | kWh | 0.355 | 0 | Commercial |  | Annual | [5 empty] | 15 | 0.8 |  |  |  | 1 | 0 | 13 | 0 | 0 | 0 | 0 | 0 | 0 | 0 | 0 | 0 | 2006 Qtr 1: 0; 2006 Qtr 2: 0; 2006 Qtr 3: 0; 2006 Qtr 4: 0; 2007 Qtr 1: 0; 2007 Qtr 2: 0; 2007 Qtr 3: 0; 2007 Qtr 4: 13; 2008 Qtr 1: 0; 2008 Qtr 2: 0; 2008 Qtr 3: 0; 2008 Qtr 4: 0 | 13
0 | 253072-Comm. AC 135K to 239k ER |  | 10 | Commercial | 01-ALC-AllCommercial-Cooling | 0 |  |  |  |  | 785.7717 | 0 | 60 | 0 | 0 | 725.7717 | 356 |  | kWh | 0.355 | 0 | Commercial |  | Annual | [5 empty] | 15 | 0.8 |  |  |  | 1 | 0 | 13 | 0 | 0 | 0 | 0 | 0 | 0 | 0 | 0 | 0 | 2006 Qtr 1: 0; 2006 Qtr 2: 0; 2006 Qtr 3: 0; 2006 Qtr 4: 0; 2007 Qtr 1: 0; 2007 Qtr 2: 0; 2007 Qtr 3: 0; 2007 Qtr 4: 13; 2008 Qtr 1: 0; 2008 Qtr 2: 0; 2008 Qtr 3: 0; 2008 Qtr 4: 0 | 13
0 | 253072-Comm. AC 135K to 239k ER |  | 10 | Commercial | 01-ALC-AllCommercial-Cooling | 0 |  |  |  |  | 785.7717 | 0 | 60 | 0 | 0 | 725.7717 | 356 |  | kWh | 0.355 | 0 | Commercial |  | Annual | [5 empty] | 15 | 0.8 |  |  |  | 1 | 0 | 15 | 0 | 0 | 0 | 0 | 0 | 0 | 0 | 0 | 0 | 2006 Qtr 1: 0; 2006 Qtr 2: 0; 2006 Qtr 3: 0; 2006 Qtr 4: 0; 2007 Qtr 1: 0; 2007 Qtr 2: 0; 2007 Qtr 3: 0; 2007 Qtr 4: 15; 2008 Qtr 1: 0; 2008 Qtr 2: 0; 2008 Qtr 3: 0; 2008 Qtr 4: 0 | 15
0 | 253072-Comm. AC 135K to 239k ER |  | 10 | Commercial | 01-ALC-AllCommercial-Cooling | 0 |  |  |  |  | 785.7717 | 0 | 60 | 0 | 0 | 725.7717 | 356 |  | kWh | 0.355 | 0 | Commercial |  | Annual | [5 empty] | 15 | 0.8 |  |  |  | 1 | 0 | 15 | 0 | 0 | 0 | 0 | 0 | 0 | 0 | 0 | 0 | 2006 Qtr 1: 0; 2006 Qtr 2: 0; 2006 Qtr 3: 0; 2006 Qtr 4: 0; 2007 Qtr 1: 0; 2007 Qtr 2: 0; 2007 Qtr 3: 0; 2007 Qtr 4: 15; 2008 Qtr 1: 0; 2008 Qtr 2: 0; 2008 Qtr 3: 0; 2008 Qtr 4: 0 | 15
0 | 253072-Comm. AC 135K to 239k ER |  | 10 | Commercial | 14-MLI-Manufacturing–LightIndustry-COOL | 0 |  |  |  |  | 785.7717 | 0 | 30 | 0 | 0 | 755.7717 | 356 |  | kWh | 0.355 | 0 | Commercial |  | Annual | [5 empty] | 15 | 0.8 |  |  |  | 1 | 0 | 15 | 0 | 0 | 0 | 0 | 0 | 0 | 0 | 0 | 0 | 2006 Qtr 1: 0; 2006 Qtr 2: 0; 2006 Qtr 3: 0; 2006 Qtr 4: 0; 2007 Qtr 1: 0; 2007 Qtr 2: 0; 2007 Qtr 3: 0; 2007 Qtr 4: 15; 2008 Qtr 1: 0; 2008 Qtr 2: 0; 2008 Qtr 3: 0; 2008 Qtr 4: 0 | 15
0 | 253072-Comm. AC 135K to 239k ER |  | 10 | Commercial | 24-RTS-Retail–Small-COOL | 0 |  |  |  |  | 785.7717 | 0 | 60 | 0 | 0 | 725.7717 | 356 |  | kWh | 0.355 | 0 | Commercial |  | Annual | [5 empty] | 15 | 0.8 |  |  |  | 1 | 0 | 15 | 0 | 0 | 0 | 0 | 0 | 0 | 0 | 0 | 0 | 2006 Qtr 1: 0; 2006 Qtr 2: 0; 2006 Qtr 3: 0; 2006 Qtr 4: 0; 2007 Qtr 1: 0; 2007 Qtr 2: 0; 2007 Qtr 3: 15; 2007 Qtr 4: 0; 2008 Qtr 1: 0; 2008 Qtr 2: 0; 2008 Qtr 3: 0; 2008 Qtr 4: 0 | 15
0 | 253072-Comm. AC 135K to 239k ER |  | 10 | Commercial | 24-RTS-Retail–Small-COOL | 0 |  |  |  |  | 785.7717 | 0 | 60 | 0 | 0 | 725.7717 | 356 |  | kWh | 0.355 | 0 | Commercial |  | Annual | [5 empty] | 15 | 0.8 |  |  |  | 1 | 0 | 15 | 0 | 0 | 0 | 0 | 0 | 0 | 0 | 0 | 0 | 2006 Qtr 1: 0; 2006 Qtr 2: 0; 2006 Qtr 3: 0; 2006 Qtr 4: 0; 2007 Qtr 1: 0; 2007 Qtr 2: 0; 2007 Qtr 3: 15; 2007 Qtr 4: 0; 2008 Qtr 1: 0; 2008 Qtr 2: 0; 2008 Qtr 3: 0; 2008 Qtr 4: 0 | 15
0 | 253072-Comm. AC 135K to 239k ER |  | 10 | Commercial | 24-RTS-Retail–Small-COOL | 0 |  |  |  |  | 785.7717 | 0 | 60 | 0 | 0 | 725.7717 | 356 |  | kWh | 0.355 | 0 | Commercial |  | Annual | [5 empty] | 15 | 0.8 |  |  |  | 1 | 0 | 15 | 0 | 0 | 0 | 0 | 0 | 0 | 0 | 0 | 0 | 2006 Qtr 1: 0; 2006 Qtr 2: 0; 2006 Qtr 3: 0; 2006 Qtr 4: 0; 2007 Qtr 1: 0; 2007 Qtr 2: 0; 2007 Qtr 3: 15; 2007 Qtr 4: 0; 2008 Qtr 1: 0; 2008 Qtr 2: 0; 2008 Qtr 3: 0; 2008 Qtr 4: 0 | 15
0 | 253072-Comm. AC 135K to 239k ER |  | 10 | Commercial | 01-ALC-AllCommercial-Cooling | 0 |  |  |  |  | 785.7717 | 0 | 60 | 0 | 0 | 725.7717 | 356 |  | kWh | 0.355 | 0 | Commercial |  | Annual | [5 empty] | 15 | 0.8 |  |  |  | 1 | 0 | 13 | 0 | 0 | 0 | 0 | 0 | 0 | 0 | 0 | 0 | 2006 Qtr 1: 0; 2006 Qtr 2: 0; 2006 Qtr 3: 0; 2006 Qtr 4: 0; 2007 Qtr 1: 0; 2007 Qtr 2: 0; 2007 Qtr 3: 0; 2007 Qtr 4: 13; 2008 Qtr 1: 0; 2008 Qtr 2: 0; 2008 Qtr 3: 0; 2008 Qtr 4: 0 | 13
0 | 253072-Comm. AC 135K to 239k ER |  | 10 | Commercial | 24-RTS-Retail–Small-COOL | 0 |  |  |  |  | 785.7717 | 0 | 62.5 | 0 | 0 | 723.2717 | 356 |  | kWh | 0.355 | 0 | Commercial |  | Annual | [5 empty] | 15 | 0.8 |  |  |  | 1 | 0 | 12 | 0 | 0 | 0 | 0 | 0 | 0 | 0 | 0 | 0 | 2006 Qtr 1: 0; 2006 Qtr 2: 0; 2006 Qtr 3: 0; 2006 Qtr 4: 0; 2007 Qtr 1: 0; 2007 Qtr 2: 0; 2007 Qtr 3: 12; 2007 Qtr 4: 0; 2008 Qtr 1: 0; 2008 Qtr 2: 0; 2008 Qtr 3: 0; 2008 Qtr 4: 0 | 12
0 | 253072-Comm. AC 135K to 239k ER |  | 10 | Commercial | 24-RTS-Retail–Small-COOL | 0 |  |  |  |  | 785.7717 | 0 | 62.5 | 0 | 0 | 723.2717 | 356 |  | kWh | 0.355 | 0 | Commercial |  | Annual | [5 empty] | 15 | 0.8 |  |  |  | 1 | 0 | 12 | 0 | 0 | 0 | 0 | 0 | 0 | 0 | 0 | 0 | 2006 Qtr 1: 0; 2006 Qtr 2: 0; 2006 Qtr 3: 0; 2006 Qtr 4: 0; 2007 Qtr 1: 0; 2007 Qtr 2: 0; 2007 Qtr 3: 12; 2007 Qtr 4: 0; 2008 Qtr 1: 0; 2008 Qtr 2: 0; 2008 Qtr 3: 0; 2008 Qtr 4: 0 | 12
0 | 253072-Comm. AC 135K to 239k ER |  | 10 | Commercial | 24-RTS-Retail–Small-COOL | 0 |  |  |  |  | 785.7717 | 0 | 62.5 | 0 | 0 | 723.2717 | 356 |  | kWh | 0.355 | 0 | Commercial |  | Annual | [5 empty] | 15 | 0.8 |  |  |  | 1 | 0 | 12 | 0 | 0 | 0 | 0 | 0 | 0 | 0 | 0 | 0 | 2006 Qtr 1: 0; 2006 Qtr 2: 0; 2006 Qtr 3: 0; 2006 Qtr 4: 0; 2007 Qtr 1: 0; 2007 Qtr 2: 0; 2007 Qtr 3: 12; 2007 Qtr 4: 0; 2008 Qtr 1: 0; 2008 Qtr 2: 0; 2008 Qtr 3: 0; 2008 Qtr 4: 0 | 12
0 | 253072-Comm. AC 135K to 239k ER |  | 10 | Commercial | 24-RTS-Retail–Small-COOL | 0 |  |  |  |  | 785.7717 | 0 | 60 | 0 | 0 | 725.7717 | 356 |  | kWh | 0.355 | 0 | Commercial |  | Annual | [5 empty] | 15 | 0.8 |  |  |  | 1 | 0 | 15 | 0 | 0 | 0 | 0 | 0 | 0 | 0 | 0 | 0 | 2006 Qtr 1: 0; 2006 Qtr 2: 0; 2006 Qtr 3: 0; 2006 Qtr 4: 0; 2007 Qtr 1: 0; 2007 Qtr 2: 0; 2007 Qtr 3: 15; 2007 Qtr 4: 0; 2008 Qtr 1: 0; 2008 Qtr 2: 0; 2008 Qtr 3: 0; 2008 Qtr 4: 0 | 15
0 | 253072-Comm. AC 135K to 239k ER |  | 7 | Commercial | 01-ALC-AllCommercial-Cooling | 0 |  |  |  |  | 785.7717 | 0 | 60 | 0 | 0 | 725.7717 | 201 |  | kWh | 0.166 | 0 | Commercial |  | Annual | [5 empty] | 15 | 0.8 |  |  |  | 1 | 0 | 12 | 0 | 0 | 0 | 0 | 0 | 0 | 0 | 0 | 0 | 2006 Qtr 1: 0; 2006 Qtr 2: 0; 2006 Qtr 3: 0; 2006 Qtr 4: 0; 2007 Qtr 1: 0; 2007 Qtr 2: 0; 2007 Qtr 3: 0; 2007 Qtr 4: 12; 2008 Qtr 1: 0; 2008 Qtr 2: 0; 2008 Qtr 3: 0; 2008 Qtr 4: 0 | 12
0 | 253073-Comm. AC 240k to 759k ER |  | System | Commercial | 01-ALC-AllCommercial-Cooling | 0 |  |  |  |  | 649.6286 | 0 | 40 | 0 | 0 | 609.6286 | 208.977 |  | kWh | 0.15018 | 0 | Commercial |  | Annual | [5 empty] | 15 | 0.8 |  |  |  | 1 | 0 | 20 | 0 | 0 | 0 | 0 | 0 | 0 | 0 | 0 | 0 | 2006 Qtr 1: 0; 2006 Qtr 2: 0; 2006 Qtr 3: 0; 2006 Qtr 4: 0; 2007 Qtr 1: 0; 2007 Qtr 2: 0; 2007 Qtr 3: 0; 2007 Qtr 4: 20; 2008 Qtr 1: 0; 2008 Qtr 2: 0; 2008 Qtr 3: 0; 2008 Qtr 4: 0 | 20
0 | 253073-Comm. AC 240k to 759k ER |  | 7 | Commercial | 01-ALC-AllCommercial-Cooling | 0 |  |  |  |  | 649.6286 | 0 | 40 | 0 | 0 | 609.6286 | 208.977 |  | kWh | 0.15018 | 0 | Commercial |  | Annual | [5 empty] | 15 | 0.8 |  |  |  | 1 | 0 | 25 | 0 | 0 | 0 | 0 | 0 | 0 | 0 | 0 | 0 | 2006 Qtr 1: 0; 2006 Qtr 2: 0; 2006 Qtr 3: 0; 2006 Qtr 4: 0; 2007 Qtr 1: 0; 2007 Qtr 2: 0; 2007 Qtr 3: 25; 2007 Qtr 4: 0; 2008 Qtr 1: 0; 2008 Qtr 2: 0; 2008 Qtr 3: 0; 2008 Qtr 4: 0 | 25
0 | 253073-Comm. AC 240k to 759k ER |  | 7 | Commercial | 24-RTS-Retail–Small-COOL | 0 |  |  |  |  | 649.6286 | 0 | 40 | 0 | 0 | 609.6286 | 208.977 |  | kWh | 0.15018 | 0 | Commercial |  | Annual | [5 empty] | 15 | 0.8 |  |  |  | 1 | 0 | 20 | 0 | 0 | 0 | 0 | 0 | 0 | 0 | 0 | 0 | 2006 Qtr 1: 0; 2006 Qtr 2: 0; 2006 Qtr 3: 0; 2006 Qtr 4: 0; 2007 Qtr 1: 0; 2007 Qtr 2: 0; 2007 Qtr 3: 20; 2007 Qtr 4: 0; 2008 Qtr 1: 0; 2008 Qtr 2: 0; 2008 Qtr 3: 0; 2008 Qtr 4: 0 | 20
0 | 253073-Comm. AC 240k to 759k ER |  | 7 | Commercial | 01-ALC-AllCommercial-Cooling | 0 |  |  |  |  | 649.6286 | 0 | 40 | 0 | 0 | 609.6286 | 208.977 |  | kWh | 0.15018 | 0 | Commercial |  | Annual | [5 empty] | 15 | 0.8 |  |  |  | 1 | 0 | 20 | 0 | 0 | 0 | 0 | 0 | 0 | 0 | 0 | 0 | 2006 Qtr 1: 0; 2006 Qtr 2: 0; 2006 Qtr 3: 0; 2006 Qtr 4: 0; 2007 Qtr 1: 0; 2007 Qtr 2: 0; 2007 Qtr 3: 20; 2007 Qtr 4: 0; 2008 Qtr 1: 0; 2008 Qtr 2: 0; 2008 Qtr 3: 0; 2008 Qtr 4: 0 | 20
0 | 253073-Comm. AC 240k to 759k ER |  | 7 | Commercial | 01-ALC-AllCommercial-Cooling | 0 |  |  |  |  | 649.6286 | 0 | 40 | 0 | 0 | 609.6286 | 208.977 |  | kWh | 0.15018 | 0 | Commercial |  | Annual | [5 empty] | 15 | 0.8 |  |  |  | 1 | 0 | 20 | 0 | 0 | 0 | 0 | 0 | 0 | 0 | 0 | 0 | 2006 Qtr 1: 0; 2006 Qtr 2: 0; 2006 Qtr 3: 0; 2006 Qtr 4: 0; 2007 Qtr 1: 0; 2007 Qtr 2: 0; 2007 Qtr 3: 20; 2007 Qtr 4: 0; 2008 Qtr 1: 0; 2008 Qtr 2: 0; 2008 Qtr 3: 0; 2008 Qtr 4: 0 | 20
0 | 253073-Comm. AC 240k to 759k ER |  | 7 | Commercial | 24-RTS-Retail–Small-COOL | 0 |  |  |  |  | 649.6286 | 0 | 40 | 0 | 0 | 609.6286 | 208.977 |  | kWh | 0.15018 | 0 | Commercial |  | Annual | [5 empty] | 15 | 0.8 |  |  |  | 1 | 0 | 40 | 0 | 0 | 0 | 0 | 0 | 0 | 0 | 0 | 0 | 2006 Qtr 1: 0; 2006 Qtr 2: 0; 2006 Qtr 3: 0; 2006 Qtr 4: 0; 2007 Qtr 1: 0; 2007 Qtr 2: 0; 2007 Qtr 3: 40; 2007 Qtr 4: 0; 2008 Qtr 1: 0; 2008 Qtr 2: 0; 2008 Qtr 3: 0; 2008 Qtr 4: 0 | 40
0 | 253073-Comm. AC 240k to 759k ER |  | System | Commercial | 01-ALC-AllCommercial-Cooling | 0 |  |  |  |  | 649.6286 | 0 | 40 | 0 | 0 | 609.6286 | 208.977 |  | kWh | 0.15018 | 0 | Commercial |  | Annual | [5 empty] | 15 | 0.8 |  |  |  | 1 | 0 | 20 | 0 | 0 | 0 | 0 | 0 | 0 | 0 | 0 | 0 | 2006 Qtr 1: 0; 2006 Qtr 2: 0; 2006 Qtr 3: 0; 2006 Qtr 4: 0; 2007 Qtr 1: 0; 2007 Qtr 2: 0; 2007 Qtr 3: 0; 2007 Qtr 4: 20; 2008 Qtr 1: 0; 2008 Qtr 2: 0; 2008 Qtr 3: 0; 2008 Qtr 4: 0 | 20
0 | 253073-Comm. AC 240k to 759k ER |  | 7 | Commercial | 24-RTS-Retail–Small-COOL | 0 |  |  |  |  | 649.6286 | 0 | 40 | 0 | 0 | 609.6286 | 208.977 |  | kWh | 0.15018 | 0 | Commercial |  | Annual | [5 empty] | 15 | 0.8 |  |  |  | 1 | 0 | 20 | 0 | 0 | 0 | 0 | 0 | 0 | 0 | 0 | 0 | 2006 Qtr 1: 0; 2006 Qtr 2: 0; 2006 Qtr 3: 0; 2006 Qtr 4: 0; 2007 Qtr 1: 0; 2007 Qtr 2: 0; 2007 Qtr 3: 20; 2007 Qtr 4: 0; 2008 Qtr 1: 0; 2008 Qtr 2: 0; 2008 Qtr 3: 0; 2008 Qtr 4: 0 | 20
0 | 253073-Comm. AC 240k to 759k ER |  | 7 | Commercial | 12-MBT-Manufacturing–Bio/Tech-COOL | 0 |  |  |  |  | 649.6286 | 0 | 40 | 0 | 0 | 609.6286 | 208.977 |  | kWh | 0.15018 | 0 | Commercial |  | Annual | [5 empty] | 15 | 0.8 |  |  |  | 1 | 0 | 30 | 0 | 0 | 0 | 0 | 0 | 0 | 0 | 0 | 0 | 2006 Qtr 1: 0; 2006 Qtr 2: 0; 2006 Qtr 3: 0; 2006 Qtr 4: 0; 2007 Qtr 1: 0; 2007 Qtr 2: 0; 2007 Qtr 3: 30; 2007 Qtr 4: 0; 2008 Qtr 1: 0; 2008 Qtr 2: 0; 2008 Qtr 3: 0; 2008 Qtr 4: 0 | 30
0 | 253073-Comm. AC 240k to 759k ER |  | 7 | Commercial | 01-ALC-AllCommercial-Cooling | 0 |  |  |  |  | 649.6286 | 0 | 40 | 0 | 0 | 609.6286 | 208.977 |  | kWh | 0.15018 | 0 | Commercial |  | Annual | [5 empty] | 15 | 0.8 |  |  |  | 1 | 0 | 25 | 0 | 0 | 0 | 0 | 0 | 0 | 0 | 0 | 0 | 2006 Qtr 1: 0; 2006 Qtr 2: 0; 2006 Qtr 3: 0; 2006 Qtr 4: 0; 2007 Qtr 1: 0; 2007 Qtr 2: 0; 2007 Qtr 3: 25; 2007 Qtr 4: 0; 2008 Qtr 1: 0; 2008 Qtr 2: 0; 2008 Qtr 3: 0; 2008 Qtr 4: 0 | 25
0 | 253073-Comm. AC 240k to 759k ER |  | 7 | Commercial | 24-RTS-Retail–Small-COOL | 0 |  |  |  |  | 649.6286 | 0 | 40 | 0 | 0 | 609.6286 | 208.977 |  | kWh | 0.15018 | 0 | Commercial |  | Annual | [5 empty] | 15 | 0.8 |  |  |  | 1 | 0 | 30 | 0 | 0 | 0 | 0 | 0 | 0 | 0 | 0 | 0 | 2006 Qtr 1: 0; 2006 Qtr 2: 0; 2006 Qtr 3: 0; 2006 Qtr 4: 0; 2007 Qtr 1: 0; 2007 Qtr 2: 0; 2007 Qtr 3: 30; 2007 Qtr 4: 0; 2008 Qtr 1: 0; 2008 Qtr 2: 0; 2008 Qtr 3: 0; 2008 Qtr 4: 0 | 30
0 | 253073-Comm. AC 240k to 759k ER |  | 7 | Commercial | 12-MBT-Manufacturing–Bio/Tech-COOL | 0 |  |  |  |  | 649.6286 | 0 | 40 | 0 | 0 | 609.6286 | 208.977 |  | kWh | 0.15018 | 0 | Commercial |  | Annual | [5 empty] | 15 | 0.8 |  |  |  | 1 | 0 | 25 | 0 | 0 | 0 | 0 | 0 | 0 | 0 | 0 | 0 | 2006 Qtr 1: 0; 2006 Qtr 2: 0; 2006 Qtr 3: 0; 2006 Qtr 4: 0; 2007 Qtr 1: 0; 2007 Qtr 2: 0; 2007 Qtr 3: 25; 2007 Qtr 4: 0; 2008 Qtr 1: 0; 2008 Qtr 2: 0; 2008 Qtr 3: 0; 2008 Qtr 4: 0 | 25
0 | 253073-Comm. AC 240k to 759k ER |  | 7 | Commercial | 12-MBT-Manufacturing–Bio/Tech-COOL | 0 |  |  |  |  | 649.6286 | 0 | 40 | 0 | 0 | 609.6286 | 208.977 |  | kWh | 0.15018 | 0 | Commercial |  | Annual | [5 empty] | 15 | 0.8 |  |  |  | 1 | 0 | 25 | 0 | 0 | 0 | 0 | 0 | 0 | 0 | 0 | 0 | 2006 Qtr 1: 0; 2006 Qtr 2: 0; 2006 Qtr 3: 0; 2006 Qtr 4: 0; 2007 Qtr 1: 0; 2007 Qtr 2: 0; 2007 Qtr 3: 25; 2007 Qtr 4: 0; 2008 Qtr 1: 0; 2008 Qtr 2: 0; 2008 Qtr 3: 0; 2008 Qtr 4: 0 | 25
0 | 253073-Comm. AC 240k to 759k ER |  | 7 | Commercial | 24-RTS-Retail–Small-COOL | 0 |  |  |  |  | 649.6286 | 0 | 40 | 0 | 0 | 609.6286 | 208.977 |  | kWh | 0.15018 | 0 | Commercial |  | Annual | [5 empty] | 15 | 0.8 |  |  |  | 1 | 0 | 40 | 0 | 0 | 0 | 0 | 0 | 0 | 0 | 0 | 0 | 2006 Qtr 1: 0; 2006 Qtr 2: 0; 2006 Qtr 3: 0; 2006 Qtr 4: 0; 2007 Qtr 1: 0; 2007 Qtr 2: 0; 2007 Qtr 3: 40; 2007 Qtr 4: 0; 2008 Qtr 1: 0; 2008 Qtr 2: 0; 2008 Qtr 3: 0; 2008 Qtr 4: 0 | 40
0 | 253073-Comm. AC 240k to 759k ER |  | 7 | Commercial | 12-MBT-Manufacturing–Bio/Tech-COOL | 0 |  |  |  |  | 649.6286 | 0 | 40 | 0 | 0 | 609.6286 | 208.977 |  | kWh | 0.15018 | 0 | Commercial |  | Annual | [5 empty] | 15 | 0.8 |  |  |  | 1 | 0 | 25 | 0 | 0 | 0 | 0 | 0 | 0 | 0 | 0 | 0 | 2006 Qtr 1: 0; 2006 Qtr 2: 0; 2006 Qtr 3: 0; 2006 Qtr 4: 0; 2007 Qtr 1: 0; 2007 Qtr 2: 0; 2007 Qtr 3: 25; 2007 Qtr 4: 0; 2008 Qtr 1: 0; 2008 Qtr 2: 0; 2008 Qtr 3: 0; 2008 Qtr 4: 0 | 25
0 | 253073-Comm. AC 240k to 759k ER |  | 7 | Commercial | 12-MBT-Manufacturing–Bio/Tech-COOL | 0 |  |  |  |  | 649.6286 | 0 | 40 | 0 | 0 | 609.6286 | 208.977 |  | kWh | 0.15018 | 0 | Commercial |  | Annual | [5 empty] | 15 | 0.8 |  |  |  | 1 | 0 | 30 | 0 | 0 | 0 | 0 | 0 | 0 | 0 | 0 | 0 | 2006 Qtr 1: 0; 2006 Qtr 2: 0; 2006 Qtr 3: 0; 2006 Qtr 4: 0; 2007 Qtr 1: 0; 2007 Qtr 2: 0; 2007 Qtr 3: 30; 2007 Qtr 4: 0; 2008 Qtr 1: 0; 2008 Qtr 2: 0; 2008 Qtr 3: 0; 2008 Qtr 4: 0 | 30
0 | 253073-Comm. AC 240k to 759k ER |  | 7 | Commercial | 12-MBT-Manufacturing–Bio/Tech-COOL | 0 |  |  |  |  | 649.6286 | 0 | 40 | 0 | 0 | 609.6286 | 208.977 |  | kWh | 0.15018 | 0 | Commercial |  | Annual | [5 empty] | 15 | 0.8 |  |  |  | 1 | 0 | 30 | 0 | 0 | 0 | 0 | 0 | 0 | 0 | 0 | 0 | 2006 Qtr 1: 0; 2006 Qtr 2: 0; 2006 Qtr 3: 0; 2006 Qtr 4: 0; 2007 Qtr 1: 0; 2007 Qtr 2: 0; 2007 Qtr 3: 30; 2007 Qtr 4: 0; 2008 Qtr 1: 0; 2008 Qtr 2: 0; 2008 Qtr 3: 0; 2008 Qtr 4: 0 | 30
0 | 253073-Comm. AC 240k to 759k ER |  | 7 | Commercial | 01-ALC-AllCommercial-Cooling | 0 |  |  |  |  | 649.6286 | 0 | 40 | 0 | 0 | 609.6286 | 208.977 |  | kWh | 0.15018 | 0 | Commercial |  | Annual | [5 empty] | 15 | 0.8 |  |  |  | 1 | 0 | 40 | 0 | 0 | 0 | 0 | 0 | 0 | 0 | 0 | 0 | 2006 Qtr 1: 0; 2006 Qtr 2: 0; 2006 Qtr 3: 0; 2006 Qtr 4: 0; 2007 Qtr 1: 0; 2007 Qtr 2: 0; 2007 Qtr 3: 0; 2007 Qtr 4: 40; 2008 Qtr 1: 0; 2008 Qtr 2: 0; 2008 Qtr 3: 0; 2008 Qtr 4: 0 | 40
0 | 253073-Comm. AC 240k to 759k ER |  | 7 | Commercial | 01-ALC-AllCommercial-Cooling | 0 |  |  |  |  | 649.6286 | 0 | 40 | 0 | 0 | 609.6286 | 208.977 |  | kWh | 0.15018 | 0 | Commercial |  | Annual | [5 empty] | 15 | 0.8 |  |  |  | 1 | 0 | 40 | 0 | 0 | 0 | 0 | 0 | 0 | 0 | 0 | 0 | 2006 Qtr 1: 0; 2006 Qtr 2: 0; 2006 Qtr 3: 0; 2006 Qtr 4: 0; 2007 Qtr 1: 0; 2007 Qtr 2: 0; 2007 Qtr 3: 0; 2007 Qtr 4: 40; 2008 Qtr 1: 0; 2008 Qtr 2: 0; 2008 Qtr 3: 0; 2008 Qtr 4: 0 | 40
0 | 253073-Comm. AC 240k to 759k ER |  | 7 | Commercial | 01-ALC-AllCommercial-Cooling | 0 |  |  |  |  | 649.6286 | 0 | 40 | 0 | 0 | 609.6286 | 208.977 |  | kWh | 0.15018 | 0 | Commercial |  | Annual | [5 empty] | 15 | 0.8 |  |  |  | 1 | 0 | 40 | 0 | 0 | 0 | 0 | 0 | 0 | 0 | 0 | 0 | 2006 Qtr 1: 0; 2006 Qtr 2: 0; 2006 Qtr 3: 0; 2006 Qtr 4: 0; 2007 Qtr 1: 0; 2007 Qtr 2: 0; 2007 Qtr 3: 0; 2007 Qtr 4: 40; 2008 Qtr 1: 0; 2008 Qtr 2: 0; 2008 Qtr 3: 0; 2008 Qtr 4: 0 | 40
0 | 253073-Comm. AC 240k to 759k ER |  | 7 | Commercial | 01-ALC-AllCommercial-Cooling | 0 |  |  |  |  | 649.6286 | 0 | 40.7407 | 0 | 0 | 608.8879 | 208.977 |  | kWh | 0.15018 | 0 | Commercial |  | Annual | [5 empty] | 15 | 0.8 |  |  |  | 1 | 0 | 27 | 0 | 0 | 0 | 0 | 0 | 0 | 0 | 0 | 0 | 2006 Qtr 1: 0; 2006 Qtr 2: 0; 2006 Qtr 3: 0; 2006 Qtr 4: 0; 2007 Qtr 1: 0; 2007 Qtr 2: 0; 2007 Qtr 3: 0; 2007 Qtr 4: 27; 2008 Qtr 1: 0; 2008 Qtr 2: 0; 2008 Qtr 3: 0; 2008 Qtr 4: 0 | 27
0 | 253073-Comm. AC 240k to 759k ER |  | 7 | Commercial | 01-ALC-AllCommercial-Cooling | 0 |  |  |  |  | 649.6286 | 0 | 40.7407 | 0 | 0 | 608.8879 | 208.977 |  | kWh | 0.15018 | 0 | Commercial |  | Annual | [5 empty] | 15 | 0.8 |  |  |  | 1 | 0 | 27 | 0 | 0 | 0 | 0 | 0 | 0 | 0 | 0 | 0 | 2006 Qtr 1: 0; 2006 Qtr 2: 0; 2006 Qtr 3: 0; 2006 Qtr 4: 0; 2007 Qtr 1: 0; 2007 Qtr 2: 0; 2007 Qtr 3: 0; 2007 Qtr 4: 27; 2008 Qtr 1: 0; 2008 Qtr 2: 0; 2008 Qtr 3: 0; 2008 Qtr 4: 0 | 27
0 | 253073-Comm. AC 240k to 759k ER |  | 7 | Commercial | 01-ALC-AllCommercial-Cooling | 0 |  |  |  |  | 649.6286 | 0 | 40 | 0 | 0 | 609.6286 | 208.977 |  | kWh | 0.15018 | 0 | Commercial |  | Annual | [5 empty] | 15 | 0.8 |  |  |  | 1 | 0 | 40 | 0 | 0 | 0 | 0 | 0 | 0 | 0 | 0 | 0 | 2006 Qtr 1: 0; 2006 Qtr 2: 0; 2006 Qtr 3: 0; 2006 Qtr 4: 0; 2007 Qtr 1: 0; 2007 Qtr 2: 0; 2007 Qtr 3: 0; 2007 Qtr 4: 40; 2008 Qtr 1: 0; 2008 Qtr 2: 0; 2008 Qtr 3: 0; 2008 Qtr 4: 0 | 40
0 | 253074-Comm. AC 240k to 759k ER |  | 10 | Commercial | 01-ALC-AllCommercial-Cooling | 0 |  |  |  |  | 649.6286 | 0 | 30 | 0 | 0 | 619.6286 | 270.289 |  | kWh | 0.21518 | 0 | Commercial |  | Annual | [5 empty] | 15 | 0.8 |  |  |  | 1 | 0 | 50 | 0 | 0 | 0 | 0 | 0 | 0 | 0 | 0 | 0 | 2006 Qtr 1: 0; 2006 Qtr 2: 0; 2006 Qtr 3: 0; 2006 Qtr 4: 0; 2007 Qtr 1: 0; 2007 Qtr 2: 0; 2007 Qtr 3: 50; 2007 Qtr 4: 0; 2008 Qtr 1: 0; 2008 Qtr 2: 0; 2008 Qtr 3: 0; 2008 Qtr 4: 0 | 50
0 | 253074-Comm. AC 240k to 759k ER |  | 10 | Commercial | 01-ALC-AllCommercial-Cooling | 0 |  |  |  |  | 649.6286 | 0 | 40 | 0 | 0 | 609.6286 | 270.289 |  | kWh | 0.21518 | 0 | Commercial |  | Annual | [5 empty] | 15 | 0.8 |  |  |  | 1 | 0 | 25 | 0 | 0 | 0 | 0 | 0 | 0 | 0 | 0 | 0 | 2006 Qtr 1: 0; 2006 Qtr 2: 0; 2006 Qtr 3: 0; 2006 Qtr 4: 0; 2007 Qtr 1: 0; 2007 Qtr 2: 0; 2007 Qtr 3: 25; 2007 Qtr 4: 0; 2008 Qtr 1: 0; 2008 Qtr 2: 0; 2008 Qtr 3: 0; 2008 Qtr 4: 0 | 25
0 | 253074-Comm. AC 240k to 759k ER |  | 10 | Commercial | 01-ALC-AllCommercial-Cooling | 0 |  |  |  |  | 649.6286 | 0 | 40 | 0 | 0 | 609.6286 | 270.289 |  | kWh | 0.21518 | 0 | Commercial |  | Annual | [5 empty] | 15 | 0.8 |  |  |  | 1 | 0 | 25 | 0 | 0 | 0 | 0 | 0 | 0 | 0 | 0 | 0 | 2006 Qtr 1: 0; 2006 Qtr 2: 0; 2006 Qtr 3: 0; 2006 Qtr 4: 0; 2007 Qtr 1: 0; 2007 Qtr 2: 0; 2007 Qtr 3: 25; 2007 Qtr 4: 0; 2008 Qtr 1: 0; 2008 Qtr 2: 0; 2008 Qtr 3: 0; 2008 Qtr 4: 0 | 25
0 | 253074-Comm. AC 240k to 759k ER |  | 10 | Commercial | 01-ALC-AllCommercial-Cooling | 0 |  |  |  |  | 649.6286 | 0 | 40 | 0 | 0 | 609.6286 | 270.289 |  | kWh | 0.21518 | 0 | Commercial |  | Annual | [5 empty] | 15 | 0.8 |  |  |  | 1 | 0 | 25 | 0 | 0 | 0 | 0 | 0 | 0 | 0 | 0 | 0 | 2006 Qtr 1: 0; 2006 Qtr 2: 0; 2006 Qtr 3: 0; 2006 Qtr 4: 0; 2007 Qtr 1: 0; 2007 Qtr 2: 0; 2007 Qtr 3: 25; 2007 Qtr 4: 0; 2008 Qtr 1: 0; 2008 Qtr 2: 0; 2008 Qtr 3: 0; 2008 Qtr 4: 0 | 25
0 | 253074-Comm. AC 240k to 759k ER |  | 10 | Commercial | 01-ALC-AllCommercial-Cooling | 0 |  |  |  |  | 649.6286 | 0 | 40 | 0 | 0 | 609.6286 | 270.289 |  | kWh | 0.21518 | 0 | Commercial |  | Annual | [5 empty] | 15 | 0.8 |  |  |  | 1 | 0 | 25 | 0 | 0 | 0 | 0 | 0 | 0 | 0 | 0 | 0 | 2006 Qtr 1: 0; 2006 Qtr 2: 0; 2006 Qtr 3: 0; 2006 Qtr 4: 0; 2007 Qtr 1: 0; 2007 Qtr 2: 0; 2007 Qtr 3: 25; 2007 Qtr 4: 0; 2008 Qtr 1: 0; 2008 Qtr 2: 0; 2008 Qtr 3: 0; 2008 Qtr 4: 0 | 25
0 | 253074-Comm. AC 240k to 759k ER |  | 10 | Commercial | 01-ALC-AllCommercial-Cooling | 0 |  |  |  |  | 649.6286 | 0 | 30 | 0 | 0 | 619.6286 | 270.289 |  | kWh | 0.21518 | 0 | Commercial |  | Annual | [5 empty] | 15 | 0.8 |  |  |  | 1 | 0 | 50 | 0 | 0 | 0 | 0 | 0 | 0 | 0 | 0 | 0 | 2006 Qtr 1: 0; 2006 Qtr 2: 0; 2006 Qtr 3: 0; 2006 Qtr 4: 0; 2007 Qtr 1: 0; 2007 Qtr 2: 0; 2007 Qtr 3: 50; 2007 Qtr 4: 0; 2008 Qtr 1: 0; 2008 Qtr 2: 0; 2008 Qtr 3: 0; 2008 Qtr 4: 0 | 50
0 | 253074-Comm. AC 240k to 759k ER |  | 10 | Commercial | 01-ALC-AllCommercial-Cooling | 0 |  |  |  |  | 649.6286 | 0 | 30 | 0 | 0 | 619.6286 | 270.289 |  | kWh | 0.21518 | 0 | Commercial |  | Annual | [5 empty] | 15 | 0.8 |  |  |  | 1 | 0 | 50 | 0 | 0 | 0 | 0 | 0 | 0 | 0 | 0 | 0 | 2006 Qtr 1: 0; 2006 Qtr 2: 0; 2006 Qtr 3: 0; 2006 Qtr 4: 0; 2007 Qtr 1: 0; 2007 Qtr 2: 0; 2007 Qtr 3: 50; 2007 Qtr 4: 0; 2008 Qtr 1: 0; 2008 Qtr 2: 0; 2008 Qtr 3: 0; 2008 Qtr 4: 0 | 50
0 | 253074-Comm. AC 240k to 759k ER |  | 10 | Commercial | 01-ALC-AllCommercial-Cooling | 0 |  |  |  |  | 649.6286 | 0 | 30 | 0 | 0 | 619.6286 | 270.289 |  | kWh | 0.21518 | 0 | Commercial |  | Annual | [5 empty] | 15 | 0.8 |  |  |  | 1 | 0 | 50 | 0 | 0 | 0 | 0 | 0 | 0 | 0 | 0 | 0 | 2006 Qtr 1: 0; 2006 Qtr 2: 0; 2006 Qtr 3: 0; 2006 Qtr 4: 0; 2007 Qtr 1: 0; 2007 Qtr 2: 0; 2007 Qtr 3: 50; 2007 Qtr 4: 0; 2008 Qtr 1: 0; 2008 Qtr 2: 0; 2008 Qtr 3: 0; 2008 Qtr 4: 0 | 50
0 | 253074-Comm. AC 240k to 759k ER |  | 10 | Commercial | 01-ALC-AllCommercial-Cooling | 0 |  |  |  |  | 649.6286 | 0 | 40 | 0 | 0 | 609.6286 | 270.289 |  | kWh | 0.21518 | 0 | Commercial |  | Annual | [5 empty] | 15 | 0.8 |  |  |  | 1 | 0 | 60 | 0 | 0 | 0 | 0 | 0 | 0 | 0 | 0 | 0 | 2006 Qtr 1: 0; 2006 Qtr 2: 0; 2006 Qtr 3: 0; 2006 Qtr 4: 0; 2007 Qtr 1: 0; 2007 Qtr 2: 0; 2007 Qtr 3: 0; 2007 Qtr 4: 60; 2008 Qtr 1: 0; 2008 Qtr 2: 0; 2008 Qtr 3: 0; 2008 Qtr 4: 0 | 60
0 | 253074-Comm. AC 240k to 759k ER |  | 10 | Commercial | 01-ALC-AllCommercial-Cooling | 0 |  |  |  |  | 649.6286 | 0 | 40 | 0 | 0 | 609.6286 | 270.289 |  | kWh | 0.21518 | 0 | Commercial |  | Annual | [5 empty] | 15 | 0.8 |  |  |  | 1 | 0 | 35 | 0 | 0 | 0 | 0 | 0 | 0 | 0 | 0 | 0 | 2006 Qtr 1: 0; 2006 Qtr 2: 0; 2006 Qtr 3: 0; 2006 Qtr 4: 0; 2007 Qtr 1: 0; 2007 Qtr 2: 0; 2007 Qtr 3: 0; 2007 Qtr 4: 35; 2008 Qtr 1: 0; 2008 Qtr 2: 0; 2008 Qtr 3: 0; 2008 Qtr 4: 0 | 35
0 | 253074-Comm. AC 240k to 759k ER |  | 10 | Commercial | 01-ALC-AllCommercial-Cooling | 0 |  |  |  |  | 649.6286 | 0 | 40.7407 | 0 | 0 | 608.8879 | 270.289 |  | kWh | 0.21518 | 0 | Commercial |  | Annual | [5 empty] | 15 | 0.8 |  |  |  | 1 | 0 | 27 | 0 | 0 | 0 | 0 | 0 | 0 | 0 | 0 | 0 | 2006 Qtr 1: 0; 2006 Qtr 2: 0; 2006 Qtr 3: 0; 2006 Qtr 4: 0; 2007 Qtr 1: 0; 2007 Qtr 2: 0; 2007 Qtr 3: 0; 2007 Qtr 4: 27; 2008 Qtr 1: 0; 2008 Qtr 2: 0; 2008 Qtr 3: 0; 2008 Qtr 4: 0 | 27
0 | 253074-Comm. AC 240k to 759k ER |  | 10 | Commercial | 01-ALC-AllCommercial-Cooling | 0 |  |  |  |  | 649.6286 | 0 | 40 | 0 | 0 | 609.6286 | 270.289 |  | kWh | 0.21518 | 0 | Commercial |  | Annual | [5 empty] | 15 | 0.8 |  |  |  | 1 | 0 | 35 | 0 | 0 | 0 | 0 | 0 | 0 | 0 | 0 | 0 | 2006 Qtr 1: 0; 2006 Qtr 2: 0; 2006 Qtr 3: 0; 2006 Qtr 4: 0; 2007 Qtr 1: 0; 2007 Qtr 2: 0; 2007 Qtr 3: 0; 2007 Qtr 4: 35; 2008 Qtr 1: 0; 2008 Qtr 2: 0; 2008 Qtr 3: 0; 2008 Qtr 4: 0 | 35
0 | 253074-Comm. AC 240k to 759k ER |  | 10 | Commercial | 01-ALC-AllCommercial-Cooling | 0 |  |  |  |  | 649.6286 | 0 | 40 | 0 | 0 | 609.6286 | 270.289 |  | kWh | 0.21518 | 0 | Commercial |  | Annual | [5 empty] | 15 | 0.8 |  |  |  | 1 | 0 | 35 | 0 | 0 | 0 | 0 | 0 | 0 | 0 | 0 | 0 | 2006 Qtr 1: 0; 2006 Qtr 2: 0; 2006 Qtr 3: 0; 2006 Qtr 4: 0; 2007 Qtr 1: 0; 2007 Qtr 2: 0; 2007 Qtr 3: 0; 2007 Qtr 4: 35; 2008 Qtr 1: 0; 2008 Qtr 2: 0; 2008 Qtr 3: 0; 2008 Qtr 4: 0 | 35
0 | 253074-Comm. AC 240k to 759k ER |  | 10 | Commercial | 01-ALC-AllCommercial-Cooling | 0 |  |  |  |  | 649.6286 | 0 | 40 | 0 | 0 | 609.6286 | 270.289 |  | kWh | 0.21518 | 0 | Commercial |  | Annual | [5 empty] | 15 | 0.8 |  |  |  | 1 | 0 | 35 | 0 | 0 | 0 | 0 | 0 | 0 | 0 | 0 | 0 | 2006 Qtr 1: 0; 2006 Qtr 2: 0; 2006 Qtr 3: 0; 2006 Qtr 4: 0; 2007 Qtr 1: 0; 2007 Qtr 2: 0; 2007 Qtr 3: 0; 2007 Qtr 4: 35; 2008 Qtr 1: 0; 2008 Qtr 2: 0; 2008 Qtr 3: 0; 2008 Qtr 4: 0 | 35
0 | 253074-Comm. AC 240k to 759k ER |  | 10 | Commercial | 01-ALC-AllCommercial-Cooling | 0 |  |  |  |  | 649.6286 | 0 | 40 | 0 | 0 | 609.6286 | 270.289 |  | kWh | 0.21518 | 0 | Commercial |  | Annual | [5 empty] | 15 | 0.8 |  |  |  | 1 | 0 | 60 | 0 | 0 | 0 | 0 | 0 | 0 | 0 | 0 | 0 | 2006 Qtr 1: 0; 2006 Qtr 2: 0; 2006 Qtr 3: 0; 2006 Qtr 4: 0; 2007 Qtr 1: 0; 2007 Qtr 2: 0; 2007 Qtr 3: 0; 2007 Qtr 4: 60; 2008 Qtr 1: 0; 2008 Qtr 2: 0; 2008 Qtr 3: 0; 2008 Qtr 4: 0 | 60
0 | 253074-Comm. AC 240k to 759k ER |  | 10 | Commercial | 01-ALC-AllCommercial-Cooling | 0 |  |  |  |  | 649.6286 | 0 | 40 | 0 | 0 | 609.6286 | 270.289 |  | kWh | 0.21518 | 0 | Commercial |  | Annual | [5 empty] | 15 | 0.8 |  |  |  | 1 | 0 | 30 | 0 | 0 | 0 | 0 | 0 | 0 | 0 | 0 | 0 | 2006 Qtr 1: 0; 2006 Qtr 2: 0; 2006 Qtr 3: 0; 2006 Qtr 4: 0; 2007 Qtr 1: 0; 2007 Qtr 2: 0; 2007 Qtr 3: 0; 2007 Qtr 4: 30; 2008 Qtr 1: 0; 2008 Qtr 2: 0; 2008 Qtr 3: 0; 2008 Qtr 4: 0 | 30
0 | 253074-Comm. AC 240k to 759k ER |  | 10 | Commercial | 01-ALC-AllCommercial-Cooling | 0 |  |  |  |  | 649.6286 | 0 | 40.7407 | 0 | 0 | 608.8879 | 270.289 |  | kWh | 0.21518 | 0 | Commercial |  | Annual | [5 empty] | 15 | 0.8 |  |  |  | 1 | 0 | 27 | 0 | 0 | 0 | 0 | 0 | 0 | 0 | 0 | 0 | 2006 Qtr 1: 0; 2006 Qtr 2: 0; 2006 Qtr 3: 0; 2006 Qtr 4: 0; 2007 Qtr 1: 0; 2007 Qtr 2: 0; 2007 Qtr 3: 0; 2007 Qtr 4: 27; 2008 Qtr 1: 0; 2008 Qtr 2: 0; 2008 Qtr 3: 0; 2008 Qtr 4: 0 | 27
0 | 253074-Comm. AC 240k to 759k ER |  | 10 | Commercial | 01-ALC-AllCommercial-Cooling | 0 |  |  |  |  | 649.6286 | 0 | 40 | 0 | 0 | 609.6286 | 270.289 |  | kWh | 0.21518 | 0 | Commercial |  | Annual | [5 empty] | 15 | 0.8 |  |  |  | 1 | 0 | 35 | 0 | 0 | 0 | 0 | 0 | 0 | 0 | 0 | 0 | 2006 Qtr 1: 0; 2006 Qtr 2: 0; 2006 Qtr 3: 0; 2006 Qtr 4: 0; 2007 Qtr 1: 0; 2007 Qtr 2: 0; 2007 Qtr 3: 0; 2007 Qtr 4: 35; 2008 Qtr 1: 0; 2008 Qtr 2: 0; 2008 Qtr 3: 0; 2008 Qtr 4: 0 | 35
0 | 253074-Comm. AC 240k to 759k ER |  | 10 | Commercial | 01-ALC-AllCommercial-Cooling | 0 |  |  |  |  | 649.6286 | 0 | 40 | 0 | 0 | 609.6286 | 270.289 |  | kWh | 0.21518 | 0 | Commercial |  | Annual | [5 empty] | 15 | 0.8 |  |  |  | 1 | 0 | 35 | 0 | 0 | 0 | 0 | 0 | 0 | 0 | 0 | 0 | 2006 Qtr 1: 0; 2006 Qtr 2: 0; 2006 Qtr 3: 0; 2006 Qtr 4: 0; 2007 Qtr 1: 0; 2007 Qtr 2: 0; 2007 Qtr 3: 0; 2007 Qtr 4: 35; 2008 Qtr 1: 0; 2008 Qtr 2: 0; 2008 Qtr 3: 0; 2008 Qtr 4: 0 | 35
0 | 253074-Comm. AC 240k to 759k ER |  | 10 | Commercial | 01-ALC-AllCommercial-Cooling | 0 |  |  |  |  | 649.6286 | 0 | 40 | 0 | 0 | 609.6286 | 270.289 |  | kWh | 0.21518 | 0 | Commercial |  | Annual | [5 empty] | 15 | 0.8 |  |  |  | 1 | 0 | 30 | 0 | 0 | 0 | 0 | 0 | 0 | 0 | 0 | 0 | 2006 Qtr 1: 0; 2006 Qtr 2: 0; 2006 Qtr 3: 0; 2006 Qtr 4: 0; 2007 Qtr 1: 0; 2007 Qtr 2: 0; 2007 Qtr 3: 0; 2007 Qtr 4: 30; 2008 Qtr 1: 0; 2008 Qtr 2: 0; 2008 Qtr 3: 0; 2008 Qtr 4: 0 | 30
0 | 253074-Comm. AC 240k to 759k ER |  | 10 | Commercial | 01-ALC-AllCommercial-Cooling | 0 |  |  |  |  | 649.6286 | 0 | 40.7407 | 0 | 0 | 608.8879 | 270.289 |  | kWh | 0.21518 | 0 | Commercial |  | Annual | [5 empty] | 15 | 0.8 |  |  |  | 1 | 0 | 27 | 0 | 0 | 0 | 0 | 0 | 0 | 0 | 0 | 0 | 2006 Qtr 1: 0; 2006 Qtr 2: 0; 2006 Qtr 3: 0; 2006 Qtr 4: 0; 2007 Qtr 1: 0; 2007 Qtr 2: 0; 2007 Qtr 3: 0; 2007 Qtr 4: 27; 2008 Qtr 1: 0; 2008 Qtr 2: 0; 2008 Qtr 3: 0; 2008 Qtr 4: 0 | 27
0 | 253074-Comm. AC 240k to 759k ER |  | 10 | Commercial | 01-ALC-AllCommercial-Cooling | 0 |  |  |  |  | 649.6286 | 0 | 40 | 0 | 0 | 609.6286 | 270.289 |  | kWh | 0.21518 | 0 | Commercial |  | Annual | [5 empty] | 15 | 0.8 |  |  |  | 1 | 0 | 70 | 0 | 0 | 0 | 0 | 0 | 0 | 0 | 0 | 0 | 2006 Qtr 1: 0; 2006 Qtr 2: 0; 2006 Qtr 3: 0; 2006 Qtr 4: 0; 2007 Qtr 1: 0; 2007 Qtr 2: 0; 2007 Qtr 3: 0; 2007 Qtr 4: 70; 2008 Qtr 1: 0; 2008 Qtr 2: 0; 2008 Qtr 3: 0; 2008 Qtr 4: 0 | 70
0 | 253074-Comm. AC 240k to 759k ER |  | 10 | Commercial | 01-ALC-AllCommercial-Cooling | 0 |  |  |  |  | 649.6286 | 0 | 40.7407 | 0 | 0 | 608.8879 | 270.289 |  | kWh | 0.21518 | 0 | Commercial |  | Annual | [5 empty] | 15 | 0.8 |  |  |  | 1 | 0 | 27 | 0 | 0 | 0 | 0 | 0 | 0 | 0 | 0 | 0 | 2006 Qtr 1: 0; 2006 Qtr 2: 0; 2006 Qtr 3: 0; 2006 Qtr 4: 0; 2007 Qtr 1: 0; 2007 Qtr 2: 0; 2007 Qtr 3: 0; 2007 Qtr 4: 27; 2008 Qtr 1: 0; 2008 Qtr 2: 0; 2008 Qtr 3: 0; 2008 Qtr 4: 0 | 27
0 | 253074-Comm. AC 240k to 759k ER |  | 10 | Commercial | 01-ALC-AllCommercial-Cooling | 0 |  |  |  |  | 649.6286 | 0 | 40 | 0 | 0 | 609.6286 | 270.289 |  | kWh | 0.21518 | 0 | Commercial |  | Annual | [5 empty] | 15 | 0.8 |  |  |  | 1 | 0 | 70 | 0 | 0 | 0 | 0 | 0 | 0 | 0 | 0 | 0 | 2006 Qtr 1: 0; 2006 Qtr 2: 0; 2006 Qtr 3: 0; 2006 Qtr 4: 0; 2007 Qtr 1: 0; 2007 Qtr 2: 0; 2007 Qtr 3: 0; 2007 Qtr 4: 70; 2008 Qtr 1: 0; 2008 Qtr 2: 0; 2008 Qtr 3: 0; 2008 Qtr 4: 0 | 70
0 | 253074-Comm. AC 240k to 759k ER |  | 10 | Commercial | 01-ALC-AllCommercial-Cooling | 0 |  |  |  |  | 649.6286 | 0 | 40 | 0 | 0 | 609.6286 | 270.289 |  | kWh | 0.21518 | 0 | Commercial |  | Annual | [5 empty] | 15 | 0.8 |  |  |  | 1 | 0 | 35 | 0 | 0 | 0 | 0 | 0 | 0 | 0 | 0 | 0 | 2006 Qtr 1: 0; 2006 Qtr 2: 0; 2006 Qtr 3: 0; 2006 Qtr 4: 0; 2007 Qtr 1: 0; 2007 Qtr 2: 0; 2007 Qtr 3: 0; 2007 Qtr 4: 35; 2008 Qtr 1: 0; 2008 Qtr 2: 0; 2008 Qtr 3: 0; 2008 Qtr 4: 0 | 35
0 | 253074-Comm. AC 240k to 759k ER |  | 10 | Commercial | 01-ALC-AllCommercial-Cooling | 0 |  |  |  |  | 649.6286 | 0 | 40 | 0 | 0 | 609.6286 | 270.289 |  | kWh | 0.21518 | 0 | Commercial |  | Annual | [5 empty] | 15 | 0.8 |  |  |  | 1 | 0 | 35 | 0 | 0 | 0 | 0 | 0 | 0 | 0 | 0 | 0 | 2006 Qtr 1: 0; 2006 Qtr 2: 0; 2006 Qtr 3: 0; 2006 Qtr 4: 0; 2007 Qtr 1: 0; 2007 Qtr 2: 0; 2007 Qtr 3: 0; 2007 Qtr 4: 35; 2008 Qtr 1: 0; 2008 Qtr 2: 0; 2008 Qtr 3: 0; 2008 Qtr 4: 0 | 35
0 | 253074-Comm. AC 240k to 759k ER |  | 10 | Commercial | 01-ALC-AllCommercial-Cooling | 0 |  |  |  |  | 649.6286 | 0 | 40 | 0 | 0 | 609.6286 | 270.289 |  | kWh | 0.21518 | 0 | Commercial |  | Annual | [5 empty] | 15 | 0.8 |  |  |  | 1 | 0 | 70 | 0 | 0 | 0 | 0 | 0 | 0 | 0 | 0 | 0 | 2006 Qtr 1: 0; 2006 Qtr 2: 0; 2006 Qtr 3: 0; 2006 Qtr 4: 0; 2007 Qtr 1: 0; 2007 Qtr 2: 0; 2007 Qtr 3: 0; 2007 Qtr 4: 70; 2008 Qtr 1: 0; 2008 Qtr 2: 0; 2008 Qtr 3: 0; 2008 Qtr 4: 0 | 70
0 | 253074-Comm. AC 240k to 759k ER |  | 10 | Commercial | 01-ALC-AllCommercial-Cooling | 0 |  |  |  |  | 649.6286 | 0 | 40 | 0 | 0 | 609.6286 | 270.289 |  | kWh | 0.21518 | 0 | Commercial |  | Annual | [5 empty] | 15 | 0.8 |  |  |  | 1 | 0 | 35 | 0 | 0 | 0 | 0 | 0 | 0 | 0 | 0 | 0 | 2006 Qtr 1: 0; 2006 Qtr 2: 0; 2006 Qtr 3: 0; 2006 Qtr 4: 0; 2007 Qtr 1: 0; 2007 Qtr 2: 0; 2007 Qtr 3: 0; 2007 Qtr 4: 35; 2008 Qtr 1: 0; 2008 Qtr 2: 0; 2008 Qtr 3: 0; 2008 Qtr 4: 0 | 35
0 | 253074-Comm. AC 240k to 759k ER |  | 10 | Commercial | 01-ALC-AllCommercial-Cooling | 0 |  |  |  |  | 649.6286 | 0 | 40 | 0 | 0 | 609.6286 | 270.289 |  | kWh | 0.21518 | 0 | Commercial |  | Annual | [5 empty] | 15 | 0.8 |  |  |  | 1 | 0 | 30 | 0 | 0 | 0 | 0 | 0 | 0 | 0 | 0 | 0 | 2006 Qtr 1: 0; 2006 Qtr 2: 0; 2006 Qtr 3: 0; 2006 Qtr 4: 0; 2007 Qtr 1: 0; 2007 Qtr 2: 0; 2007 Qtr 3: 0; 2007 Qtr 4: 30; 2008 Qtr 1: 0; 2008 Qtr 2: 0; 2008 Qtr 3: 0; 2008 Qtr 4: 0 | 30
0 | 253074-Comm. AC 240k to 759k ER |  | 10 | Commercial | 01-ALC-AllCommercial-Cooling | 0 |  |  |  |  | 649.6286 | 0 | 40.7407 | 0 | 0 | 608.8879 | 270.289 |  | kWh | 0.21518 | 0 | Commercial |  | Annual | [5 empty] | 15 | 0.8 |  |  |  | 1 | 0 | 27 | 0 | 0 | 0 | 0 | 0 | 0 | 0 | 0 | 0 | 2006 Qtr 1: 0; 2006 Qtr 2: 0; 2006 Qtr 3: 0; 2006 Qtr 4: 0; 2007 Qtr 1: 0; 2007 Qtr 2: 0; 2007 Qtr 3: 0; 2007 Qtr 4: 27; 2008 Qtr 1: 0; 2008 Qtr 2: 0; 2008 Qtr 3: 0; 2008 Qtr 4: 0 | 27
0 | 253074-Comm. AC 240k to 759k ER |  | 10 | Commercial | 01-ALC-AllCommercial-Cooling | 0 |  |  |  |  | 649.6286 | 0 | 40 | 0 | 0 | 609.6286 | 270.289 |  | kWh | 0.21518 | 0 | Commercial |  | Annual | [5 empty] | 15 | 0.8 |  |  |  | 1 | 0 | 35 | 0 | 0 | 0 | 0 | 0 | 0 | 0 | 0 | 0 | 2006 Qtr 1: 0; 2006 Qtr 2: 0; 2006 Qtr 3: 0; 2006 Qtr 4: 0; 2007 Qtr 1: 0; 2007 Qtr 2: 0; 2007 Qtr 3: 0; 2007 Qtr 4: 35; 2008 Qtr 1: 0; 2008 Qtr 2: 0; 2008 Qtr 3: 0; 2008 Qtr 4: 0 | 35
0 | 253074-Comm. AC 240k to 759k ER |  | 10 | Commercial | 01-ALC-AllCommercial-Cooling | 0 |  |  |  |  | 649.6286 | 0 | 40 | 0 | 0 | 609.6286 | 270.289 |  | kWh | 0.21518 | 0 | Commercial |  | Annual | [5 empty] | 15 | 0.8 |  |  |  | 1 | 0 | 35 | 0 | 0 | 0 | 0 | 0 | 0 | 0 | 0 | 0 | 2006 Qtr 1: 0; 2006 Qtr 2: 0; 2006 Qtr 3: 0; 2006 Qtr 4: 0; 2007 Qtr 1: 0; 2007 Qtr 2: 0; 2007 Qtr 3: 0; 2007 Qtr 4: 35; 2008 Qtr 1: 0; 2008 Qtr 2: 0; 2008 Qtr 3: 0; 2008 Qtr 4: 0 | 35
0 | 253074-Comm. AC 240k to 759k ER |  | 10 | Commercial | 01-ALC-AllCommercial-Cooling | 0 |  |  |  |  | 649.6286 | 0 | 40 | 0 | 0 | 609.6286 | 270.289 |  | kWh | 0.21518 | 0 | Commercial |  | Annual | [5 empty] | 15 | 0.8 |  |  |  | 1 | 0 | 35 | 0 | 0 | 0 | 0 | 0 | 0 | 0 | 0 | 0 | 2006 Qtr 1: 0; 2006 Qtr 2: 0; 2006 Qtr 3: 0; 2006 Qtr 4: 0; 2007 Qtr 1: 0; 2007 Qtr 2: 0; 2007 Qtr 3: 0; 2007 Qtr 4: 35; 2008 Qtr 1: 0; 2008 Qtr 2: 0; 2008 Qtr 3: 0; 2008 Qtr 4: 0 | 35
0 | 253074-Comm. AC 240k to 759k ER |  | 10 | Commercial | 01-ALC-AllCommercial-Cooling | 0 |  |  |  |  | 649.6286 | 0 | 40 | 0 | 0 | 609.6286 | 270.289 |  | kWh | 0.21518 | 0 | Commercial |  | Annual | [5 empty] | 15 | 0.8 |  |  |  | 1 | 0 | 35 | 0 | 0 | 0 | 0 | 0 | 0 | 0 | 0 | 0 | 2006 Qtr 1: 0; 2006 Qtr 2: 0; 2006 Qtr 3: 0; 2006 Qtr 4: 0; 2007 Qtr 1: 0; 2007 Qtr 2: 0; 2007 Qtr 3: 0; 2007 Qtr 4: 35; 2008 Qtr 1: 0; 2008 Qtr 2: 0; 2008 Qtr 3: 0; 2008 Qtr 4: 0 | 35
0 | 253074-Comm. AC 240k to 759k ER |  | 10 | Commercial | 01-ALC-AllCommercial-Cooling | 0 |  |  |  |  | 649.6286 | 0 | 40 | 0 | 0 | 609.6286 | 270.289 |  | kWh | 0.21518 | 0 | Commercial |  | Annual | [5 empty] | 15 | 0.8 |  |  |  | 1 | 0 | 35 | 0 | 0 | 0 | 0 | 0 | 0 | 0 | 0 | 0 | 2006 Qtr 1: 0; 2006 Qtr 2: 0; 2006 Qtr 3: 0; 2006 Qtr 4: 0; 2007 Qtr 1: 0; 2007 Qtr 2: 0; 2007 Qtr 3: 0; 2007 Qtr 4: 35; 2008 Qtr 1: 0; 2008 Qtr 2: 0; 2008 Qtr 3: 0; 2008 Qtr 4: 0 | 35
0 | 253074-Comm. AC 240k to 759k ER |  | 10 | Commercial | 01-ALC-AllCommercial-Cooling | 0 |  |  |  |  | 649.6286 | 0 | 40 | 0 | 0 | 609.6286 | 270.289 |  | kWh | 0.21518 | 0 | Commercial |  | Annual | [5 empty] | 15 | 0.8 |  |  |  | 1 | 0 | 30 | 0 | 0 | 0 | 0 | 0 | 0 | 0 | 0 | 0 | 2006 Qtr 1: 0; 2006 Qtr 2: 0; 2006 Qtr 3: 0; 2006 Qtr 4: 0; 2007 Qtr 1: 0; 2007 Qtr 2: 0; 2007 Qtr 3: 0; 2007 Qtr 4: 30; 2008 Qtr 1: 0; 2008 Qtr 2: 0; 2008 Qtr 3: 0; 2008 Qtr 4: 0 | 30
0 | 253074-Comm. AC 240k to 759k ER |  | 10 | Commercial | 01-ALC-AllCommercial-Cooling | 0 |  |  |  |  | 649.6286 | 0 | 40 | 0 | 0 | 609.6286 | 270.289 |  | kWh | 0.21518 | 0 | Commercial |  | Annual | [5 empty] | 15 | 0.8 |  |  |  | 1 | 0 | 35 | 0 | 0 | 0 | 0 | 0 | 0 | 0 | 0 | 0 | 2006 Qtr 1: 0; 2006 Qtr 2: 0; 2006 Qtr 3: 0; 2006 Qtr 4: 0; 2007 Qtr 1: 0; 2007 Qtr 2: 0; 2007 Qtr 3: 0; 2007 Qtr 4: 35; 2008 Qtr 1: 0; 2008 Qtr 2: 0; 2008 Qtr 3: 0; 2008 Qtr 4: 0 | 35
0 | 253074-Comm. AC 240k to 759k ER |  | 10 | Commercial | 01-ALC-AllCommercial-Cooling | 0 |  |  |  |  | 649.6286 | 0 | 40 | 0 | 0 | 609.6286 | 270.289 |  | kWh | 0.21518 | 0 | Commercial |  | Annual | [5 empty] | 15 | 0.8 |  |  |  | 1 | 0 | 35 | 0 | 0 | 0 | 0 | 0 | 0 | 0 | 0 | 0 | 2006 Qtr 1: 0; 2006 Qtr 2: 0; 2006 Qtr 3: 0; 2006 Qtr 4: 0; 2007 Qtr 1: 0; 2007 Qtr 2: 0; 2007 Qtr 3: 0; 2007 Qtr 4: 35; 2008 Qtr 1: 0; 2008 Qtr 2: 0; 2008 Qtr 3: 0; 2008 Qtr 4: 0 | 35
0 | 253074-Comm. AC 240k to 759k ER |  | 10 | Commercial | 01-ALC-AllCommercial-Cooling | 0 |  |  |  |  | 649.6286 | 0 | 40 | 0 | 0 | 609.6286 | 270.289 |  | kWh | 0.21518 | 0 | Commercial |  | Annual | [5 empty] | 15 | 0.8 |  |  |  | 1 | 0 | 35 | 0 | 0 | 0 | 0 | 0 | 0 | 0 | 0 | 0 | 2006 Qtr 1: 0; 2006 Qtr 2: 0; 2006 Qtr 3: 0; 2006 Qtr 4: 0; 2007 Qtr 1: 0; 2007 Qtr 2: 0; 2007 Qtr 3: 0; 2007 Qtr 4: 35; 2008 Qtr 1: 0; 2008 Qtr 2: 0; 2008 Qtr 3: 0; 2008 Qtr 4: 0 | 35
0 | 253074-Comm. AC 240k to 759k ER |  | 10 | Commercial | 01-ALC-AllCommercial-Cooling | 0 |  |  |  |  | 649.6286 | 0 | 40.7407 | 0 | 0 | 608.8879 | 270.289 |  | kWh | 0.21518 | 0 | Commercial |  | Annual | [5 empty] | 15 | 0.8 |  |  |  | 1 | 0 | 27 | 0 | 0 | 0 | 0 | 0 | 0 | 0 | 0 | 0 | 2006 Qtr 1: 0; 2006 Qtr 2: 0; 2006 Qtr 3: 0; 2006 Qtr 4: 0; 2007 Qtr 1: 0; 2007 Qtr 2: 0; 2007 Qtr 3: 0; 2007 Qtr 4: 27; 2008 Qtr 1: 0; 2008 Qtr 2: 0; 2008 Qtr 3: 0; 2008 Qtr 4: 0 | 27
0 | 253074-Comm. AC 240k to 759k ER |  | 10 | Commercial | 01-ALC-AllCommercial-Cooling | 0 |  |  |  |  | 649.6286 | 0 | 40 | 0 | 0 | 609.6286 | 270.289 |  | kWh | 0.21518 | 0 | Commercial |  | Annual | [5 empty] | 15 | 0.8 |  |  |  | 1 | 0 | 35 | 0 | 0 | 0 | 0 | 0 | 0 | 0 | 0 | 0 | 2006 Qtr 1: 0; 2006 Qtr 2: 0; 2006 Qtr 3: 0; 2006 Qtr 4: 0; 2007 Qtr 1: 0; 2007 Qtr 2: 0; 2007 Qtr 3: 0; 2007 Qtr 4: 35; 2008 Qtr 1: 0; 2008 Qtr 2: 0; 2008 Qtr 3: 0; 2008 Qtr 4: 0 | 35
0 | 253074-Comm. AC 240k to 759k ER |  | 10 | Commercial | 01-ALC-AllCommercial-Cooling | 0 |  |  |  |  | 649.6286 | 0 | 40.7407 | 0 | 0 | 608.8879 | 270.289 |  | kWh | 0.21518 | 0 | Commercial |  | Annual | [5 empty] | 15 | 0.8 |  |  |  | 1 | 0 | 27 | 0 | 0 | 0 | 0 | 0 | 0 | 0 | 0 | 0 | 2006 Qtr 1: 0; 2006 Qtr 2: 0; 2006 Qtr 3: 0; 2006 Qtr 4: 0; 2007 Qtr 1: 0; 2007 Qtr 2: 0; 2007 Qtr 3: 0; 2007 Qtr 4: 27; 2008 Qtr 1: 0; 2008 Qtr 2: 0; 2008 Qtr 3: 0; 2008 Qtr 4: 0 | 27
0 | 253074-Comm. AC 240k to 759k ER |  | 10 | Commercial | 01-ALC-AllCommercial-Cooling | 0 |  |  |  |  | 649.6286 | 0 | 40 | 0 | 0 | 609.6286 | 270.289 |  | kWh | 0.21518 | 0 | Commercial |  | Annual | [5 empty] | 15 | 0.8 |  |  |  | 1 | 0 | 35 | 0 | 0 | 0 | 0 | 0 | 0 | 0 | 0 | 0 | 2006 Qtr 1: 0; 2006 Qtr 2: 0; 2006 Qtr 3: 0; 2006 Qtr 4: 0; 2007 Qtr 1: 0; 2007 Qtr 2: 0; 2007 Qtr 3: 0; 2007 Qtr 4: 35; 2008 Qtr 1: 0; 2008 Qtr 2: 0; 2008 Qtr 3: 0; 2008 Qtr 4: 0 | 35
0 | 253074-Comm. AC 240k to 759k ER |  | 10 | Commercial | 01-ALC-AllCommercial-Cooling | 0 |  |  |  |  | 649.6286 | 0 | 40 | 0 | 0 | 609.6286 | 270.289 |  | kWh | 0.21518 | 0 | Commercial |  | Annual | [5 empty] | 15 | 0.8 |  |  |  | 1 | 0 | 45 | 0 | 0 | 0 | 0 | 0 | 0 | 0 | 0 | 0 | 2006 Qtr 1: 0; 2006 Qtr 2: 0; 2006 Qtr 3: 0; 2006 Qtr 4: 0; 2007 Qtr 1: 0; 2007 Qtr 2: 0; 2007 Qtr 3: 0; 2007 Qtr 4: 45; 2008 Qtr 1: 0; 2008 Qtr 2: 0; 2008 Qtr 3: 0; 2008 Qtr 4: 0 | 45
0 | 253076-Comm. HP <65k single phase split ER to code |  | 10 | Commercial | 17-OFL-Office–Large-Cooling | 0 |  |  |  |  | 0 | 0 | 106.25 | 0 | 0 | -106.25 | 0 |  | kWh | 0 | 0 | Commercial |  | Annual | [5 empty] | 5 | 0.8 |  |  |  | 1 | 0 | 2 | 0 | 0 | 0 | 0 | 0 | 0 | 0 | 0 | 0 | 2006 Qtr 1: 0; 2006 Qtr 2: 0; 2006 Qtr 3: 0; 2006 Qtr 4: 0; 2007 Qtr 1: 0; 2007 Qtr 2: 0; 2007 Qtr 3: 0; 2007 Qtr 4: 2; 2008 Qtr 1: 0; 2008 Qtr 2: 0; 2008 Qtr 3: 0; 2008 Qtr 4: 0 | 2
0 | 253076-Comm. HP <65k single phase split ER to code |  | 10 | Commercial | 17-OFL-Office–Large-Cooling | 0 |  |  |  |  | 0 | 0 | 106.25 | 0 | 0 | -106.25 | 0 |  | kWh | 0 | 0 | Commercial |  | Annual | [5 empty] | 5 | 0.8 |  |  |  | 1 | 0 | 2 | 0 | 0 | 0 | 0 | 0 | 0 | 0 | 0 | 0 | 2006 Qtr 1: 0; 2006 Qtr 2: 0; 2006 Qtr 3: 0; 2006 Qtr 4: 0; 2007 Qtr 1: 0; 2007 Qtr 2: 0; 2007 Qtr 3: 0; 2007 Qtr 4: 2; 2008 Qtr 1: 0; 2008 Qtr 2: 0; 2008 Qtr 3: 0; 2008 Qtr 4: 0 | 2
0 | 253076-Comm. HP <65k single phase split ER to code |  | 10 | Commercial | 14-MLI-Manufacturing–LightIndustry-COOL | 0 |  |  |  |  | 0 | 0 | 85 | 0 | 0 | -85 | 0 |  | kWh | 0 | 0 | Commercial |  | Annual | [5 empty] | 5 | 0.8 |  |  |  | 1 | 0 | 3 | 0 | 0 | 0 | 0 | 0 | 0 | 0 | 0 | 0 | 2006 Qtr 1: 0; 2006 Qtr 2: 0; 2006 Qtr 3: 0; 2006 Qtr 4: 0; 2007 Qtr 1: 0; 2007 Qtr 2: 0; 2007 Qtr 3: 0; 2007 Qtr 4: 3; 2008 Qtr 1: 0; 2008 Qtr 2: 0; 2008 Qtr 3: 0; 2008 Qtr 4: 0 | 3
0 | 253077-Comm. HP <65k single phase split ER above code |  | 7 | Commercial | 01-ALC-AllCommercial-Cooling | 0 |  |  |  |  | 97.9361 | 0 | 97.22 | 0 | 0 | 0.7161 | 433.758 |  | kWh | 0.20195 | 0 | Commercial |  | Annual | [5 empty] | 15 | 0.8 |  |  |  | 1 | 0 | 5 | 0 | 0 | 0 | 0 | 0 | 0 | 0 | 0 | 0 | 2006 Qtr 1: 0; 2006 Qtr 2: 0; 2006 Qtr 3: 0; 2006 Qtr 4: 0; 2007 Qtr 1: 0; 2007 Qtr 2: 0; 2007 Qtr 3: 0; 2007 Qtr 4: 5; 2008 Qtr 1: 0; 2008 Qtr 2: 0; 2008 Qtr 3: 0; 2008 Qtr 4: 0 | 5
0 | 253077-Comm. HP <65k single phase split ER above code |  | 7 | Commercial | 01-ALC-AllCommercial-Cooling | 0 |  |  |  |  | 97.9361 | 0 | 97.22 | 0 | 0 | 0.7161 | 433.758 |  | kWh | 0.20195 | 0 | Commercial |  | Annual | [5 empty] | 15 | 0.8 |  |  |  | 1 | 0 | 2 | 0 | 0 | 0 | 0 | 0 | 0 | 0 | 0 | 0 | 2006 Qtr 1: 0; 2006 Qtr 2: 0; 2006 Qtr 3: 0; 2006 Qtr 4: 0; 2007 Qtr 1: 0; 2007 Qtr 2: 0; 2007 Qtr 3: 0; 2007 Qtr 4: 2; 2008 Qtr 1: 0; 2008 Qtr 2: 0; 2008 Qtr 3: 0; 2008 Qtr 4: 0 | 2
0 | 253077-Comm. HP <65k single phase split ER above code |  | 7 | Commercial | 01-ALC-AllCommercial-Cooling | 0 |  |  |  |  | 97.9361 | 0 | 97.22 | 0 | 0 | 0.7161 | 433.758 |  | kWh | 0.20195 | 0 | Commercial |  | Annual | [5 empty] | 15 | 0.8 |  |  |  | 1 | 0 | 3 | 0 | 0 | 0 | 0 | 0 | 0 | 0 | 0 | 0 | 2006 Qtr 1: 0; 2006 Qtr 2: 0; 2006 Qtr 3: 0; 2006 Qtr 4: 0; 2007 Qtr 1: 0; 2007 Qtr 2: 0; 2007 Qtr 3: 0; 2007 Qtr 4: 3; 2008 Qtr 1: 0; 2008 Qtr 2: 0; 2008 Qtr 3: 0; 2008 Qtr 4: 0 | 3
0 | 253077-Comm. HP <65k single phase split ER above code |  | 7 | Commercial | 02-ASM-Assembly-Cooling | 0 |  |  |  |  | 97.9361 | 0 | 121.525 | 0 | 0 | -23.5889 | 433.758 |  | kWh | 0.20195 | 0 | Commercial |  | Annual | [5 empty] | 15 | 0.8 |  |  |  | 1 | 0 | 2 | 0 | 0 | 0 | 0 | 0 | 0 | 0 | 0 | 0 | 2006 Qtr 1: 0; 2006 Qtr 2: 0; 2006 Qtr 3: 0; 2006 Qtr 4: 0; 2007 Qtr 1: 0; 2007 Qtr 2: 0; 2007 Qtr 3: 0; 2007 Qtr 4: 2; 2008 Qtr 1: 0; 2008 Qtr 2: 0; 2008 Qtr 3: 0; 2008 Qtr 4: 0 | 2
0 | 253077-Comm. HP <65k single phase split ER above code |  | 7 | Commercial | 01-ALC-AllCommercial-Cooling | 0 |  |  |  |  | 97.9361 | 0 | 97.22 | 0 | 0 | 0.7161 | 433.758 |  | kWh | 0.20195 | 0 | Commercial |  | Annual | [5 empty] | 15 | 0.8 |  |  |  | 1 | 0 | 3 | 0 | 0 | 0 | 0 | 0 | 0 | 0 | 0 | 0 | 2006 Qtr 1: 0; 2006 Qtr 2: 0; 2006 Qtr 3: 0; 2006 Qtr 4: 0; 2007 Qtr 1: 0; 2007 Qtr 2: 0; 2007 Qtr 3: 0; 2007 Qtr 4: 3; 2008 Qtr 1: 0; 2008 Qtr 2: 0; 2008 Qtr 3: 0; 2008 Qtr 4: 0 | 3
0 | 253077-Comm. HP <65k single phase split ER above code |  | 7 | Commercial | 01-ALC-AllCommercial-Cooling | 0 |  |  |  |  | 97.9361 | 0 | 113.4233 | 0 | 0 | -15.4872 | 433.758 |  | kWh | 0.20195 | 0 | Commercial |  | Annual | [5 empty] | 15 | 0.8 |  |  |  | 1 | 0 | 3 | 0 | 0 | 0 | 0 | 0 | 0 | 0 | 0 | 0 | 2006 Qtr 1: 0; 2006 Qtr 2: 0; 2006 Qtr 3: 0; 2006 Qtr 4: 0; 2007 Qtr 1: 0; 2007 Qtr 2: 0; 2007 Qtr 3: 0; 2007 Qtr 4: 3; 2008 Qtr 1: 0; 2008 Qtr 2: 0; 2008 Qtr 3: 0; 2008 Qtr 4: 0 | 3
0 | 253077-Comm. HP <65k single phase split ER above code |  | 7 | Commercial | 01-ALC-AllCommercial-Cooling | 0 |  |  |  |  | 97.9361 | 0 | 97.22 | 0 | 0 | 0.7161 | 433.758 |  | kWh | 0.20195 | 0 | Commercial |  | Annual | [5 empty] | 15 | 0.8 |  |  |  | 1 | 0 | 3 | 0 | 0 | 0 | 0 | 0 | 0 | 0 | 0 | 0 | 2006 Qtr 1: 0; 2006 Qtr 2: 0; 2006 Qtr 3: 0; 2006 Qtr 4: 0; 2007 Qtr 1: 0; 2007 Qtr 2: 0; 2007 Qtr 3: 0; 2007 Qtr 4: 3; 2008 Qtr 1: 0; 2008 Qtr 2: 0; 2008 Qtr 3: 0; 2008 Qtr 4: 0 | 3
0 | 253077-Comm. HP <65k single phase split ER above code |  | 7 | Commercial | 01-ALC-AllCommercial-Cooling | 0 |  |  |  |  | 97.9361 | 0 | 97.22 | 0 | 0 | 0.7161 | 433.758 |  | kWh | 0.20195 | 0 | Commercial |  | Annual | [5 empty] | 15 | 0.8 |  |  |  | 1 | 0 | 2 | 0 | 0 | 0 | 0 | 0 | 0 | 0 | 0 | 0 | 2006 Qtr 1: 0; 2006 Qtr 2: 0; 2006 Qtr 3: 0; 2006 Qtr 4: 0; 2007 Qtr 1: 0; 2007 Qtr 2: 0; 2007 Qtr 3: 0; 2007 Qtr 4: 2; 2008 Qtr 1: 0; 2008 Qtr 2: 0; 2008 Qtr 3: 0; 2008 Qtr 4: 0 | 2
0 | 253077-Comm. HP <65k single phase split ER above code |  | 7 | Commercial | 01-ALC-AllCommercial-Cooling | 0 |  |  |  |  | 97.9361 | 0 | 145.83 | 0 | 0 | -47.8939 | 433.758 |  | kWh | 0.20195 | 0 | Commercial |  | Annual | [5 empty] | 15 | 0.8 |  |  |  | 1 | 0 | 1 | 0 | 0 | 0 | 0 | 0 | 0 | 0 | 0 | 0 | 2006 Qtr 1: 0; 2006 Qtr 2: 0; 2006 Qtr 3: 0; 2006 Qtr 4: 0; 2007 Qtr 1: 0; 2007 Qtr 2: 0; 2007 Qtr 3: 0; 2007 Qtr 4: 1; 2008 Qtr 1: 0; 2008 Qtr 2: 0; 2008 Qtr 3: 0; 2008 Qtr 4: 0 | 1
0 | 253077-Comm. HP <65k single phase split ER above code |  | 7 | Commercial | 01-ALC-AllCommercial-Cooling | 0 |  |  |  |  | 97.9361 | 0 | 121.525 | 0 | 0 | -23.5889 | 433.758 |  | kWh | 0.20195 | 0 | Commercial |  | Annual | [5 empty] | 15 | 0.8 |  |  |  | 1 | 0 | 2 | 0 | 0 | 0 | 0 | 0 | 0 | 0 | 0 | 0 | 2006 Qtr 1: 0; 2006 Qtr 2: 0; 2006 Qtr 3: 0; 2006 Qtr 4: 0; 2007 Qtr 1: 0; 2007 Qtr 2: 0; 2007 Qtr 3: 0; 2007 Qtr 4: 2; 2008 Qtr 1: 0; 2008 Qtr 2: 0; 2008 Qtr 3: 0; 2008 Qtr 4: 0 | 2
0 | 253077-Comm. HP <65k single phase split ER above code |  | 7 | Commercial | 01-ALC-AllCommercial-Cooling | 0 |  |  |  |  | 97.9361 | 0 | 97.22 | 0 | 0 | 0.7161 | 433.758 |  | kWh | 0.20195 | 0 | Commercial |  | Annual | [5 empty] | 15 | 0.8 |  |  |  | 1 | 0 | 2 | 0 | 0 | 0 | 0 | 0 | 0 | 0 | 0 | 0 | 2006 Qtr 1: 0; 2006 Qtr 2: 0; 2006 Qtr 3: 0; 2006 Qtr 4: 0; 2007 Qtr 1: 0; 2007 Qtr 2: 0; 2007 Qtr 3: 0; 2007 Qtr 4: 2; 2008 Qtr 1: 0; 2008 Qtr 2: 0; 2008 Qtr 3: 0; 2008 Qtr 4: 0 | 2
0 | 253077-Comm. HP <65k single phase split ER above code |  | 7 | Commercial | 02-ASM-Assembly-Cooling | 0 |  |  |  |  | 97.9361 | 0 | 97.22 | 0 | 0 | 0.7161 | 433.758 |  | kWh | 0.20195 | 0 | Commercial |  | Annual | [5 empty] | 15 | 0.8 |  |  |  | 1 | 0 | 4 | 0 | 0 | 0 | 0 | 0 | 0 | 0 | 0 | 0 | 2006 Qtr 1: 0; 2006 Qtr 2: 0; 2006 Qtr 3: 0; 2006 Qtr 4: 0; 2007 Qtr 1: 0; 2007 Qtr 2: 0; 2007 Qtr 3: 0; 2007 Qtr 4: 4; 2008 Qtr 1: 0; 2008 Qtr 2: 0; 2008 Qtr 3: 0; 2008 Qtr 4: 0 | 4
0 | 253077-Comm. HP <65k single phase split ER above code |  | 7 | Commercial | 01-ALC-AllCommercial-Cooling | 0 |  |  |  |  | 97.9361 | 0 | 113.4233 | 0 | 0 | -15.4872 | 433.758 |  | kWh | 0.20195 | 0 | Commercial |  | Annual | [5 empty] | 15 | 0.8 |  |  |  | 1 | 0 | 3 | 0 | 0 | 0 | 0 | 0 | 0 | 0 | 0 | 0 | 2006 Qtr 1: 0; 2006 Qtr 2: 0; 2006 Qtr 3: 0; 2006 Qtr 4: 0; 2007 Qtr 1: 0; 2007 Qtr 2: 0; 2007 Qtr 3: 0; 2007 Qtr 4: 3; 2008 Qtr 1: 0; 2008 Qtr 2: 0; 2008 Qtr 3: 0; 2008 Qtr 4: 0 | 3
0 | 253077-Comm. HP <65k single phase split ER above code |  | 7 | Commercial | 01-ALC-AllCommercial-Cooling | 0 |  |  |  |  | 97.9361 | 0 | 97.22 | 0 | 0 | 0.7161 | 433.758 |  | kWh | 0.20195 | 0 | Commercial |  | Annual | [5 empty] | 15 | 0.8 |  |  |  | 1 | 0 | 4 | 0 | 0 | 0 | 0 | 0 | 0 | 0 | 0 | 0 | 2006 Qtr 1: 0; 2006 Qtr 2: 0; 2006 Qtr 3: 0; 2006 Qtr 4: 0; 2007 Qtr 1: 0; 2007 Qtr 2: 0; 2007 Qtr 3: 0; 2007 Qtr 4: 4; 2008 Qtr 1: 0; 2008 Qtr 2: 0; 2008 Qtr 3: 0; 2008 Qtr 4: 0 | 4
0 | 253077-Comm. HP <65k single phase split ER above code |  | 7 | Commercial | 01-ALC-AllCommercial-Cooling | 0 |  |  |  |  | 97.9361 | 0 | 121.525 | 0 | 0 | -23.5889 | 433.758 |  | kWh | 0.20195 | 0 | Commercial |  | Annual | [5 empty] | 15 | 0.8 |  |  |  | 1 | 0 | 2 | 0 | 0 | 0 | 0 | 0 | 0 | 0 | 0 | 0 | 2006 Qtr 1: 0; 2006 Qtr 2: 0; 2006 Qtr 3: 0; 2006 Qtr 4: 0; 2007 Qtr 1: 0; 2007 Qtr 2: 0; 2007 Qtr 3: 0; 2007 Qtr 4: 2; 2008 Qtr 1: 0; 2008 Qtr 2: 0; 2008 Qtr 3: 0; 2008 Qtr 4: 0 | 2
0 | 253077-Comm. HP <65k single phase split ER above code |  | 7 | Commercial | 20-RFF-Restaurant–FastFood-Cooling | 0 |  |  |  |  | 97.9361 | 0 | 121.525 | 0 | 0 | -23.5889 | 433.758 |  | kWh | 0.20195 | 0 | Commercial |  | Annual | [5 empty] | 15 | 0.8 |  |  |  | 1 | 0 | 2 | 0 | 0 | 0 | 0 | 0 | 0 | 0 | 0 | 0 | 2006 Qtr 1: 0; 2006 Qtr 2: 0; 2006 Qtr 3: 0; 2006 Qtr 4: 0; 2007 Qtr 1: 0; 2007 Qtr 2: 0; 2007 Qtr 3: 0; 2007 Qtr 4: 2; 2008 Qtr 1: 0; 2008 Qtr 2: 0; 2008 Qtr 3: 0; 2008 Qtr 4: 0 | 2
0 | 253077-Comm. HP <65k single phase split ER above code |  | 7 | Commercial | 01-ALC-AllCommercial-Cooling | 0 |  |  |  |  | 97.9361 | 0 | 97.22 | 0 | 0 | 0.7161 | 433.758 |  | kWh | 0.20195 | 0 | Commercial |  | Annual | [5 empty] | 15 | 0.8 |  |  |  | 1 | 0 | 3 | 0 | 0 | 0 | 0 | 0 | 0 | 0 | 0 | 0 | 2006 Qtr 1: 0; 2006 Qtr 2: 0; 2006 Qtr 3: 0; 2006 Qtr 4: 0; 2007 Qtr 1: 0; 2007 Qtr 2: 0; 2007 Qtr 3: 0; 2007 Qtr 4: 3; 2008 Qtr 1: 0; 2008 Qtr 2: 0; 2008 Qtr 3: 0; 2008 Qtr 4: 0 | 3
0 | 253077-Comm. HP <65k single phase split ER above code |  | 7 | Commercial | 01-ALC-AllCommercial-Cooling | 0 |  |  |  |  | 97.9361 | 0 | 97.22 | 0 | 0 | 0.7161 | 433.758 |  | kWh | 0.20195 | 0 | Commercial |  | Annual | [5 empty] | 15 | 0.8 |  |  |  | 1 | 0 | 3 | 0 | 0 | 0 | 0 | 0 | 0 | 0 | 0 | 0 | 2006 Qtr 1: 0; 2006 Qtr 2: 0; 2006 Qtr 3: 0; 2006 Qtr 4: 0; 2007 Qtr 1: 0; 2007 Qtr 2: 0; 2007 Qtr 3: 0; 2007 Qtr 4: 3; 2008 Qtr 1: 0; 2008 Qtr 2: 0; 2008 Qtr 3: 0; 2008 Qtr 4: 0 | 3
0 | 253077-Comm. HP <65k single phase split ER above code |  | 7 | Commercial | 01-ALC-AllCommercial-Cooling | 0 |  |  |  |  | 97.9361 | 0 | 97.22 | 0 | 0 | 0.7161 | 433.758 |  | kWh | 0.20195 | 0 | Commercial |  | Annual | [5 empty] | 15 | 0.8 |  |  |  | 1 | 0 | 3 | 0 | 0 | 0 | 0 | 0 | 0 | 0 | 0 | 0 | 2006 Qtr 1: 0; 2006 Qtr 2: 0; 2006 Qtr 3: 0; 2006 Qtr 4: 0; 2007 Qtr 1: 0; 2007 Qtr 2: 0; 2007 Qtr 3: 0; 2007 Qtr 4: 3; 2008 Qtr 1: 0; 2008 Qtr 2: 0; 2008 Qtr 3: 0; 2008 Qtr 4: 0 | 3
0 | 253077-Comm. HP <65k single phase split ER above code |  | 7 | Commercial | 01-ALC-AllCommercial-Cooling | 0 |  |  |  |  | 97.9361 | 0 | 97.22 | 0 | 0 | 0.7161 | 433.758 |  | kWh | 0.20195 | 0 | Commercial |  | Annual | [5 empty] | 15 | 0.8 |  |  |  | 1 | 0 | 2 | 0 | 0 | 0 | 0 | 0 | 0 | 0 | 0 | 0 | 2006 Qtr 1: 0; 2006 Qtr 2: 0; 2006 Qtr 3: 0; 2006 Qtr 4: 0; 2007 Qtr 1: 0; 2007 Qtr 2: 0; 2007 Qtr 3: 0; 2007 Qtr 4: 2; 2008 Qtr 1: 0; 2008 Qtr 2: 0; 2008 Qtr 3: 0; 2008 Qtr 4: 0 | 2
0 | 253077-Comm. HP <65k single phase split ER above code |  | 7 | Commercial | 01-ALC-AllCommercial-Cooling | 0 |  |  |  |  | 97.9361 | 0 | 97.22 | 0 | 0 | 0.7161 | 433.758 |  | kWh | 0.20195 | 0 | Commercial |  | Annual | [5 empty] | 15 | 0.8 |  |  |  | 1 | 0 | 2 | 0 | 0 | 0 | 0 | 0 | 0 | 0 | 0 | 0 | 2006 Qtr 1: 0; 2006 Qtr 2: 0; 2006 Qtr 3: 0; 2006 Qtr 4: 0; 2007 Qtr 1: 0; 2007 Qtr 2: 0; 2007 Qtr 3: 0; 2007 Qtr 4: 2; 2008 Qtr 1: 0; 2008 Qtr 2: 0; 2008 Qtr 3: 0; 2008 Qtr 4: 0 | 2
0 | 253077-Comm. HP <65k single phase split ER above code |  | 7 | Commercial | 01-ALC-AllCommercial-Cooling | 0 |  |  |  |  | 97.9361 | 0 | 97.22 | 0 | 0 | 0.7161 | 433.758 |  | kWh | 0.20195 | 0 | Commercial |  | Annual | [5 empty] | 15 | 0.8 |  |  |  | 1 | 0 | 2 | 0 | 0 | 0 | 0 | 0 | 0 | 0 | 0 | 0 | 2006 Qtr 1: 0; 2006 Qtr 2: 0; 2006 Qtr 3: 0; 2006 Qtr 4: 0; 2007 Qtr 1: 0; 2007 Qtr 2: 0; 2007 Qtr 3: 0; 2007 Qtr 4: 2; 2008 Qtr 1: 0; 2008 Qtr 2: 0; 2008 Qtr 3: 0; 2008 Qtr 4: 0 | 2
0 | 253077-Comm. HP <65k single phase split ER above code |  | System | Commercial | 02-ASM-Assembly-Cooling | 0 |  |  |  |  | 97.9361 | 0 | 97.22 | 0 | 0 | 0.7161 | 433.758 |  | kWh | 0.20195 | 0 | Commercial |  | Annual | [5 empty] | 15 | 0.8 |  |  |  | 1 | 0 | 5 | 0 | 0 | 0 | 0 | 0 | 0 | 0 | 0 | 0 | 2006 Qtr 1: 0; 2006 Qtr 2: 0; 2006 Qtr 3: 0; 2006 Qtr 4: 0; 2007 Qtr 1: 0; 2007 Qtr 2: 0; 2007 Qtr 3: 0; 2007 Qtr 4: 5; 2008 Qtr 1: 0; 2008 Qtr 2: 0; 2008 Qtr 3: 0; 2008 Qtr 4: 0 | 5
0 | 253077-Comm. HP <65k single phase split ER above code |  | 7 | Commercial | 01-ALC-AllCommercial-Cooling | 0 |  |  |  |  | 97.9361 | 0 | 97.22 | 0 | 0 | 0.7161 | 433.758 |  | kWh | 0.20195 | 0 | Commercial |  | Annual | [5 empty] | 15 | 0.8 |  |  |  | 1 | 0 | 2 | 0 | 0 | 0 | 0 | 0 | 0 | 0 | 0 | 0 | 2006 Qtr 1: 0; 2006 Qtr 2: 0; 2006 Qtr 3: 0; 2006 Qtr 4: 0; 2007 Qtr 1: 0; 2007 Qtr 2: 0; 2007 Qtr 3: 0; 2007 Qtr 4: 2; 2008 Qtr 1: 0; 2008 Qtr 2: 0; 2008 Qtr 3: 0; 2008 Qtr 4: 0 | 2
0 | 253077-Comm. HP <65k single phase split ER above code |  | 7 | Commercial | 20-RFF-Restaurant–FastFood-Cooling | 0 |  |  |  |  | 97.9361 | 0 | 97.22 | 0 | 0 | 0.7161 | 433.758 |  | kWh | 0.20195 | 0 | Commercial |  | Annual | [5 empty] | 15 | 0.8 |  |  |  | 1 | 0 | 2 | 0 | 0 | 0 | 0 | 0 | 0 | 0 | 0 | 0 | 2006 Qtr 1: 0; 2006 Qtr 2: 0; 2006 Qtr 3: 0; 2006 Qtr 4: 0; 2007 Qtr 1: 0; 2007 Qtr 2: 0; 2007 Qtr 3: 0; 2007 Qtr 4: 2; 2008 Qtr 1: 0; 2008 Qtr 2: 0; 2008 Qtr 3: 0; 2008 Qtr 4: 0 | 2
0 | 253077-Comm. HP <65k single phase split ER above code |  | 7 | Commercial | 01-ALC-AllCommercial-Cooling | 0 |  |  |  |  | 97.9361 | 0 | 145.83 | 0 | 0 | -47.8939 | 433.758 |  | kWh | 0.20195 | 0 | Commercial |  | Annual | [5 empty] | 15 | 0.8 |  |  |  | 1 | 0 | 1 | 0 | 0 | 0 | 0 | 0 | 0 | 0 | 0 | 0 | 2006 Qtr 1: 0; 2006 Qtr 2: 0; 2006 Qtr 3: 0; 2006 Qtr 4: 0; 2007 Qtr 1: 0; 2007 Qtr 2: 0; 2007 Qtr 3: 0; 2007 Qtr 4: 1; 2008 Qtr 1: 0; 2008 Qtr 2: 0; 2008 Qtr 3: 0; 2008 Qtr 4: 0 | 1
0 | 253077-Comm. HP <65k single phase split ER above code |  | 7 | Commercial | 01-ALC-AllCommercial-Cooling | 0 |  |  |  |  | 97.9361 | 0 | 97.22 | 0 | 0 | 0.7161 | 433.758 |  | kWh | 0.20195 | 0 | Commercial |  | Annual | [5 empty] | 15 | 0.8 |  |  |  | 1 | 0 | 2 | 0 | 0 | 0 | 0 | 0 | 0 | 0 | 0 | 0 | 2006 Qtr 1: 0; 2006 Qtr 2: 0; 2006 Qtr 3: 0; 2006 Qtr 4: 0; 2007 Qtr 1: 0; 2007 Qtr 2: 0; 2007 Qtr 3: 0; 2007 Qtr 4: 2; 2008 Qtr 1: 0; 2008 Qtr 2: 0; 2008 Qtr 3: 0; 2008 Qtr 4: 0 | 2
0 | 253077-Comm. HP <65k single phase split ER above code |  | 7 | Commercial | 01-ALC-AllCommercial-Cooling | 0 |  |  |  |  | 97.9361 | 0 | 121.525 | 0 | 0 | -23.5889 | 433.758 |  | kWh | 0.20195 | 0 | Commercial |  | Annual | [5 empty] | 15 | 0.8 |  |  |  | 1 | 0 | 2 | 0 | 0 | 0 | 0 | 0 | 0 | 0 | 0 | 0 | 2006 Qtr 1: 0; 2006 Qtr 2: 0; 2006 Qtr 3: 0; 2006 Qtr 4: 0; 2007 Qtr 1: 0; 2007 Qtr 2: 0; 2007 Qtr 3: 0; 2007 Qtr 4: 2; 2008 Qtr 1: 0; 2008 Qtr 2: 0; 2008 Qtr 3: 0; 2008 Qtr 4: 0 | 2
0 | 253077-Comm. HP <65k single phase split ER above code |  | 7 | Commercial | 01-ALC-AllCommercial-Cooling | 0 |  |  |  |  | 97.9361 | 0 | 97.22 | 0 | 0 | 0.7161 | 433.758 |  | kWh | 0.20195 | 0 | Commercial |  | Annual | [5 empty] | 15 | 0.8 |  |  |  | 1 | 0 | 3 | 0 | 0 | 0 | 0 | 0 | 0 | 0 | 0 | 0 | 2006 Qtr 1: 0; 2006 Qtr 2: 0; 2006 Qtr 3: 0; 2006 Qtr 4: 0; 2007 Qtr 1: 0; 2007 Qtr 2: 0; 2007 Qtr 3: 0; 2007 Qtr 4: 3; 2008 Qtr 1: 0; 2008 Qtr 2: 0; 2008 Qtr 3: 0; 2008 Qtr 4: 0 | 3
0 | 253078-Comm. HP <65k single phase split ER above code |  | 7 | Commercial | 01-ALC-AllCommercial-Cooling | 0 |  |  |  |  | 97.4179 | 0 | 113.4233 | 0 | 0 | -16.0054 | 529.996 |  | kWh | 0.28895 | 0 | Commercial |  | Annual | [5 empty] | 15 | 0.8 |  |  |  | 1 | 0 | 3 | 0 | 0 | 0 | 0 | 0 | 0 | 0 | 0 | 0 | 2006 Qtr 1: 0; 2006 Qtr 2: 0; 2006 Qtr 3: 0; 2006 Qtr 4: 0; 2007 Qtr 1: 0; 2007 Qtr 2: 0; 2007 Qtr 3: 0; 2007 Qtr 4: 3; 2008 Qtr 1: 0; 2008 Qtr 2: 0; 2008 Qtr 3: 0; 2008 Qtr 4: 0 | 3
0 | 253078-Comm. HP <65k single phase split ER above code |  | 10 | Commercial | 01-ALC-AllCommercial-Cooling | 0 |  |  |  |  | 97.4179 | 0 | 97.22 | 0 | 0 | 0.19792 | 529.996 |  | kWh | 0.28895 | 0 | Commercial |  | Annual | [5 empty] | 15 | 0.8 |  |  |  | 1 | 0 | 4 | 0 | 0 | 0 | 0 | 0 | 0 | 0 | 0 | 0 | 2006 Qtr 1: 0; 2006 Qtr 2: 0; 2006 Qtr 3: 0; 2006 Qtr 4: 0; 2007 Qtr 1: 0; 2007 Qtr 2: 0; 2007 Qtr 3: 0; 2007 Qtr 4: 4; 2008 Qtr 1: 0; 2008 Qtr 2: 0; 2008 Qtr 3: 0; 2008 Qtr 4: 0 | 4
0 | 253078-Comm. HP <65k single phase split ER above code |  | 10 | Commercial | 01-ALC-AllCommercial-Cooling | 0 |  |  |  |  | 97.4179 | 0 | 97.22 | 0 | 0 | 0.19792 | 529.996 |  | kWh | 0.28895 | 0 | Commercial |  | Annual | [5 empty] | 15 | 0.8 |  |  |  | 1 | 0 | 5 | 0 | 0 | 0 | 0 | 0 | 0 | 0 | 0 | 0 | 2006 Qtr 1: 0; 2006 Qtr 2: 0; 2006 Qtr 3: 0; 2006 Qtr 4: 0; 2007 Qtr 1: 0; 2007 Qtr 2: 0; 2007 Qtr 3: 0; 2007 Qtr 4: 5; 2008 Qtr 1: 0; 2008 Qtr 2: 0; 2008 Qtr 3: 0; 2008 Qtr 4: 0 | 5
0 | 253078-Comm. HP <65k single phase split ER above code |  | 10 | Commercial | 01-ALC-AllCommercial-Cooling | 0 |  |  |  |  | 97.4179 | 0 | 113.4233 | 0 | 0 | -16.0054 | 529.996 |  | kWh | 0.28895 | 0 | Commercial |  | Annual | [5 empty] | 15 | 0.8 |  |  |  | 1 | 0 | 3 | 0 | 0 | 0 | 0 | 0 | 0 | 0 | 0 | 0 | 2006 Qtr 1: 0; 2006 Qtr 2: 0; 2006 Qtr 3: 0; 2006 Qtr 4: 0; 2007 Qtr 1: 0; 2007 Qtr 2: 0; 2007 Qtr 3: 0; 2007 Qtr 4: 3; 2008 Qtr 1: 0; 2008 Qtr 2: 0; 2008 Qtr 3: 0; 2008 Qtr 4: 0 | 3
0 | 253078-Comm. HP <65k single phase split ER above code |  | 10 | Commercial | 01-ALC-AllCommercial-Cooling | 0 |  |  |  |  | 97.4179 | 0 | 97.22 | 0 | 0 | 0.19792 | 529.996 |  | kWh | 0.28895 | 0 | Commercial |  | Annual | [5 empty] | 15 | 0.8 |  |  |  | 1 | 0 | 2 | 0 | 0 | 0 | 0 | 0 | 0 | 0 | 0 | 0 | 2006 Qtr 1: 0; 2006 Qtr 2: 0; 2006 Qtr 3: 0; 2006 Qtr 4: 0; 2007 Qtr 1: 0; 2007 Qtr 2: 0; 2007 Qtr 3: 0; 2007 Qtr 4: 2; 2008 Qtr 1: 0; 2008 Qtr 2: 0; 2008 Qtr 3: 0; 2008 Qtr 4: 0 | 2
0 | 253079-Comm. HP <65k single phase unitary ER |  | 7 | Commercial | 01-ALC-AllCommercial-Cooling | 0 |  |  |  |  | 995.132 | 0 | 85 | 0 | 0 | 910.132 | 442.627 |  | kWh | 0.21817 | 0 | Commercial |  | Annual | [5 empty] | 15 | 0.8 |  |  |  | 1 | 0 | 2 | 0 | 0 | 0 | 0 | 0 | 0 | 0 | 0 | 0 | 2006 Qtr 1: 0; 2006 Qtr 2: 0; 2006 Qtr 3: 0; 2006 Qtr 4: 0; 2007 Qtr 1: 0; 2007 Qtr 2: 0; 2007 Qtr 3: 0; 2007 Qtr 4: 2; 2008 Qtr 1: 0; 2008 Qtr 2: 0; 2008 Qtr 3: 0; 2008 Qtr 4: 0 | 2
0 | 253079-Comm. HP <65k single phase unitary ER |  | 7 | Commercial | 01-ALC-AllCommercial-Cooling | 0 |  |  |  |  | 995.132 | 0 | 85 | 0 | 0 | 910.132 | 442.627 |  | kWh | 0.21817 | 0 | Commercial |  | Annual | [5 empty] | 15 | 0.8 |  |  |  | 1 | 0 | 3 | 0 | 0 | 0 | 0 | 0 | 0 | 0 | 0 | 0 | 2006 Qtr 1: 0; 2006 Qtr 2: 0; 2006 Qtr 3: 0; 2006 Qtr 4: 0; 2007 Qtr 1: 0; 2007 Qtr 2: 0; 2007 Qtr 3: 0; 2007 Qtr 4: 3; 2008 Qtr 1: 0; 2008 Qtr 2: 0; 2008 Qtr 3: 0; 2008 Qtr 4: 0 | 3
0 | 253079-Comm. HP <65k single phase unitary ER |  | 7 | Commercial | 01-ALC-AllCommercial-Cooling | 0 |  |  |  |  | 995.132 | 0 | 85 | 0 | 0 | 910.132 | 442.627 |  | kWh | 0.21817 | 0 | Commercial |  | Annual | [5 empty] | 15 | 0.8 |  |  |  | 1 | 0 | 3 | 0 | 0 | 0 | 0 | 0 | 0 | 0 | 0 | 0 | 2006 Qtr 1: 0; 2006 Qtr 2: 0; 2006 Qtr 3: 0; 2006 Qtr 4: 0; 2007 Qtr 1: 0; 2007 Qtr 2: 0; 2007 Qtr 3: 0; 2007 Qtr 4: 3; 2008 Qtr 1: 0; 2008 Qtr 2: 0; 2008 Qtr 3: 0; 2008 Qtr 4: 0 | 3
0 | 253079-Comm. HP <65k single phase unitary ER |  | 7 | Commercial | 01-ALC-AllCommercial-Cooling | 0 |  |  |  |  | 995.132 | 0 | 85 | 0 | 0 | 910.132 | 442.627 |  | kWh | 0.21817 | 0 | Commercial |  | Annual | [5 empty] | 15 | 0.8 |  |  |  | 1 | 0 | 3 | 0 | 0 | 0 | 0 | 0 | 0 | 0 | 0 | 0 | 2006 Qtr 1: 0; 2006 Qtr 2: 0; 2006 Qtr 3: 0; 2006 Qtr 4: 0; 2007 Qtr 1: 0; 2007 Qtr 2: 0; 2007 Qtr 3: 0; 2007 Qtr 4: 3; 2008 Qtr 1: 0; 2008 Qtr 2: 0; 2008 Qtr 3: 0; 2008 Qtr 4: 0 | 3
0 | 253079-Comm. HP <65k single phase unitary ER |  | 7 | Commercial | 01-ALC-AllCommercial-Cooling | 0 |  |  |  |  | 995.132 | 0 | 85 | 0 | 0 | 910.132 | 442.627 |  | kWh | 0.21817 | 0 | Commercial |  | Annual | [5 empty] | 15 | 0.8 |  |  |  | 1 | 0 | 4 | 0 | 0 | 0 | 0 | 0 | 0 | 0 | 0 | 0 | 2006 Qtr 1: 0; 2006 Qtr 2: 0; 2006 Qtr 3: 0; 2006 Qtr 4: 0; 2007 Qtr 1: 0; 2007 Qtr 2: 0; 2007 Qtr 3: 0; 2007 Qtr 4: 4; 2008 Qtr 1: 0; 2008 Qtr 2: 0; 2008 Qtr 3: 0; 2008 Qtr 4: 0 | 4
0 | 253079-Comm. HP <65k single phase unitary ER |  | 7 | Commercial | 01-ALC-AllCommercial-Cooling | 0 |  |  |  |  | 995.132 | 0 | 85 | 0 | 0 | 910.132 | 442.627 |  | kWh | 0.21817 | 0 | Commercial |  | Annual | [5 empty] | 15 | 0.8 |  |  |  | 1 | 0 | 4 | 0 | 0 | 0 | 0 | 0 | 0 | 0 | 0 | 0 | 2006 Qtr 1: 0; 2006 Qtr 2: 0; 2006 Qtr 3: 0; 2006 Qtr 4: 0; 2007 Qtr 1: 0; 2007 Qtr 2: 0; 2007 Qtr 3: 0; 2007 Qtr 4: 4; 2008 Qtr 1: 0; 2008 Qtr 2: 0; 2008 Qtr 3: 0; 2008 Qtr 4: 0 | 4
0 | 253079-Comm. HP <65k single phase unitary ER |  | 7 | Commercial | 01-ALC-AllCommercial-Cooling | 0 |  |  |  |  | 995.132 | 0 | 85 | 0 | 0 | 910.132 | 442.627 |  | kWh | 0.21817 | 0 | Commercial |  | Annual | [5 empty] | 15 | 0.8 |  |  |  | 1 | 0 | 4 | 0 | 0 | 0 | 0 | 0 | 0 | 0 | 0 | 0 | 2006 Qtr 1: 0; 2006 Qtr 2: 0; 2006 Qtr 3: 0; 2006 Qtr 4: 0; 2007 Qtr 1: 0; 2007 Qtr 2: 0; 2007 Qtr 3: 0; 2007 Qtr 4: 4; 2008 Qtr 1: 0; 2008 Qtr 2: 0; 2008 Qtr 3: 0; 2008 Qtr 4: 0 | 4
0 | 253079-Comm. HP <65k single phase unitary ER |  | 7 | Commercial | 01-ALC-AllCommercial-Cooling | 0 |  |  |  |  | 995.132 | 0 | 85 | 0 | 0 | 910.132 | 442.627 |  | kWh | 0.21817 | 0 | Commercial |  | Annual | [5 empty] | 15 | 0.8 |  |  |  | 1 | 0 | 4 | 0 | 0 | 0 | 0 | 0 | 0 | 0 | 0 | 0 | 2006 Qtr 1: 0; 2006 Qtr 2: 0; 2006 Qtr 3: 0; 2006 Qtr 4: 0; 2007 Qtr 1: 0; 2007 Qtr 2: 0; 2007 Qtr 3: 0; 2007 Qtr 4: 4; 2008 Qtr 1: 0; 2008 Qtr 2: 0; 2008 Qtr 3: 0; 2008 Qtr 4: 0 | 4
0 | 253079-Comm. HP <65k single phase unitary ER |  | 7 | Commercial | 01-ALC-AllCommercial-Cooling | 0 |  |  |  |  | 995.132 | 0 | 85 | 0 | 0 | 910.132 | 442.627 |  | kWh | 0.21817 | 0 | Commercial |  | Annual | [5 empty] | 15 | 0.8 |  |  |  | 1 | 0 | 3 | 0 | 0 | 0 | 0 | 0 | 0 | 0 | 0 | 0 | 2006 Qtr 1: 0; 2006 Qtr 2: 0; 2006 Qtr 3: 0; 2006 Qtr 4: 0; 2007 Qtr 1: 0; 2007 Qtr 2: 0; 2007 Qtr 3: 0; 2007 Qtr 4: 3; 2008 Qtr 1: 0; 2008 Qtr 2: 0; 2008 Qtr 3: 0; 2008 Qtr 4: 0 | 3
0 | 253079-Comm. HP <65k single phase unitary ER |  | 7 | Commercial | 01-ALC-AllCommercial-Cooling | 0 |  |  |  |  | 995.132 | 0 | 85 | 0 | 0 | 910.132 | 442.627 |  | kWh | 0.21817 | 0 | Commercial |  | Annual | [5 empty] | 15 | 0.8 |  |  |  | 1 | 0 | 3 | 0 | 0 | 0 | 0 | 0 | 0 | 0 | 0 | 0 | 2006 Qtr 1: 0; 2006 Qtr 2: 0; 2006 Qtr 3: 0; 2006 Qtr 4: 0; 2007 Qtr 1: 0; 2007 Qtr 2: 0; 2007 Qtr 3: 0; 2007 Qtr 4: 3; 2008 Qtr 1: 0; 2008 Qtr 2: 0; 2008 Qtr 3: 0; 2008 Qtr 4: 0 | 3
0 | 253079-Comm. HP <65k single phase unitary ER |  | 7 | Commercial | 01-ALC-AllCommercial-Cooling | 0 |  |  |  |  | 995.132 | 0 | 85 | 0 | 0 | 910.132 | 442.627 |  | kWh | 0.21817 | 0 | Commercial |  | Annual | [5 empty] | 15 | 0.8 |  |  |  | 1 | 0 | 2 | 0 | 0 | 0 | 0 | 0 | 0 | 0 | 0 | 0 | 2006 Qtr 1: 0; 2006 Qtr 2: 0; 2006 Qtr 3: 0; 2006 Qtr 4: 0; 2007 Qtr 1: 0; 2007 Qtr 2: 0; 2007 Qtr 3: 0; 2007 Qtr 4: 2; 2008 Qtr 1: 0; 2008 Qtr 2: 0; 2008 Qtr 3: 0; 2008 Qtr 4: 0 | 2
0 | 253079-Comm. HP <65k single phase unitary ER |  | 7 | Commercial | 01-ALC-AllCommercial-Cooling | 0 |  |  |  |  | 995.132 | 0 | 106.25 | 0 | 0 | 888.882 | 442.627 |  | kWh | 0.21817 | 0 | Commercial |  | Annual | [5 empty] | 15 | 0.8 |  |  |  | 1 | 0 | 2 | 0 | 0 | 0 | 0 | 0 | 0 | 0 | 0 | 0 | 2006 Qtr 1: 0; 2006 Qtr 2: 0; 2006 Qtr 3: 0; 2006 Qtr 4: 0; 2007 Qtr 1: 0; 2007 Qtr 2: 0; 2007 Qtr 3: 0; 2007 Qtr 4: 2; 2008 Qtr 1: 0; 2008 Qtr 2: 0; 2008 Qtr 3: 0; 2008 Qtr 4: 0 | 2
0 | 253079-Comm. HP <65k single phase unitary ER |  | 7 | Commercial | 22-RT3-Retail–3StoryLarge-COOL | 0 |  |  |  |  | 995.132 | 0 | 85 | 0 | 0 | 910.132 | 442.627 |  | kWh | 0.21817 | 0 | Commercial |  | Annual | [5 empty] | 15 | 0.8 |  |  |  | 1 | 0 | 3 | 0 | 0 | 0 | 0 | 0 | 0 | 0 | 0 | 0 | 2006 Qtr 1: 0; 2006 Qtr 2: 0; 2006 Qtr 3: 0; 2006 Qtr 4: 0; 2007 Qtr 1: 0; 2007 Qtr 2: 0; 2007 Qtr 3: 0; 2007 Qtr 4: 3; 2008 Qtr 1: 0; 2008 Qtr 2: 0; 2008 Qtr 3: 0; 2008 Qtr 4: 0 | 3
0 | 253079-Comm. HP <65k single phase unitary ER |  | 7 | Commercial | 24-RTS-Retail–Small-COOL | 0 |  |  |  |  | 995.132 | 0 | 106.25 | 0 | 0 | 888.882 | 442.627 |  | kWh | 0.21817 | 0 | Commercial |  | Annual | [5 empty] | 15 | 0.8 |  |  |  | 1 | 0 | 2 | 0 | 0 | 0 | 0 | 0 | 0 | 0 | 0 | 0 | 2006 Qtr 1: 0; 2006 Qtr 2: 0; 2006 Qtr 3: 0; 2006 Qtr 4: 0; 2007 Qtr 1: 0; 2007 Qtr 2: 0; 2007 Qtr 3: 0; 2007 Qtr 4: 2; 2008 Qtr 1: 0; 2008 Qtr 2: 0; 2008 Qtr 3: 0; 2008 Qtr 4: 0 | 2
0 | 253079-Comm. HP <65k single phase unitary ER |  | 7 | Commercial | 14-MLI-Manufacturing–LightIndustry-COOL | 0 |  |  |  |  | 995.132 | 0 | 85 | 0 | 0 | 910.132 | 442.627 |  | kWh | 0.21817 | 0 | Commercial |  | Annual | [5 empty] | 15 | 0.8 |  |  |  | 1 | 0 | 2 | 0 | 0 | 0 | 0 | 0 | 0 | 0 | 0 | 0 | 2006 Qtr 1: 0; 2006 Qtr 2: 0; 2006 Qtr 3: 0; 2006 Qtr 4: 0; 2007 Qtr 1: 0; 2007 Qtr 2: 0; 2007 Qtr 3: 0; 2007 Qtr 4: 2; 2008 Qtr 1: 0; 2008 Qtr 2: 0; 2008 Qtr 3: 0; 2008 Qtr 4: 0 | 2
0 | 253079-Comm. HP <65k single phase unitary ER |  | 7 | Commercial | 14-MLI-Manufacturing–LightIndustry-COOL | 0 |  |  |  |  | 995.132 | 0 | 106.25 | 0 | 0 | 888.882 | 442.627 |  | kWh | 0.21817 | 0 | Commercial |  | Annual | [5 empty] | 15 | 0.8 |  |  |  | 1 | 0 | 2 | 0 | 0 | 0 | 0 | 0 | 0 | 0 | 0 | 0 | 2006 Qtr 1: 0; 2006 Qtr 2: 0; 2006 Qtr 3: 0; 2006 Qtr 4: 0; 2007 Qtr 1: 0; 2007 Qtr 2: 0; 2007 Qtr 3: 0; 2007 Qtr 4: 2; 2008 Qtr 1: 0; 2008 Qtr 2: 0; 2008 Qtr 3: 0; 2008 Qtr 4: 0 | 2
0 | 253079-Comm. HP <65k single phase unitary ER |  | 7 | Commercial | 05-ECC-Education–CommunityCollege-COOL | 0 |  |  |  |  | 995.132 | 0 | 106.25 | 0 | 0 | 888.882 | 442.627 |  | kWh | 0.21817 | 0 | Commercial |  | Annual | [5 empty] | 15 | 0.8 |  |  |  | 1 | 0 | 2 | 0 | 0 | 0 | 0 | 0 | 0 | 0 | 0 | 0 | 2006 Qtr 1: 0; 2006 Qtr 2: 0; 2006 Qtr 3: 0; 2006 Qtr 4: 0; 2007 Qtr 1: 0; 2007 Qtr 2: 0; 2007 Qtr 3: 0; 2007 Qtr 4: 2; 2008 Qtr 1: 0; 2008 Qtr 2: 0; 2008 Qtr 3: 0; 2008 Qtr 4: 0 | 2
0 | 253079-Comm. HP <65k single phase unitary ER |  | 7 | Commercial | 14-MLI-Manufacturing–LightIndustry-COOL | 0 |  |  |  |  | 995.132 | 0 | 85 | 0 | 0 | 910.132 | 442.627 |  | kWh | 0.21817 | 0 | Commercial |  | Annual | [5 empty] | 15 | 0.8 |  |  |  | 1 | 0 | 3 | 0 | 0 | 0 | 0 | 0 | 0 | 0 | 0 | 0 | 2006 Qtr 1: 0; 2006 Qtr 2: 0; 2006 Qtr 3: 0; 2006 Qtr 4: 0; 2007 Qtr 1: 0; 2007 Qtr 2: 0; 2007 Qtr 3: 0; 2007 Qtr 4: 3; 2008 Qtr 1: 0; 2008 Qtr 2: 0; 2008 Qtr 3: 0; 2008 Qtr 4: 0 | 3
0 | 253079-Comm. HP <65k single phase unitary ER |  | 7 | Commercial | 20-RFF-Restaurant–FastFood-Cooling | 0 |  |  |  |  | 995.132 | 0 | 85 | 0 | 0 | 910.132 | 442.627 |  | kWh | 0.21817 | 0 | Commercial |  | Annual | [5 empty] | 15 | 0.8 |  |  |  | 1 | 0 | 5 | 0 | 0 | 0 | 0 | 0 | 0 | 0 | 0 | 0 | 2006 Qtr 1: 0; 2006 Qtr 2: 0; 2006 Qtr 3: 0; 2006 Qtr 4: 0; 2007 Qtr 1: 0; 2007 Qtr 2: 0; 2007 Qtr 3: 0; 2007 Qtr 4: 5; 2008 Qtr 1: 0; 2008 Qtr 2: 0; 2008 Qtr 3: 0; 2008 Qtr 4: 0 | 5
0 | 253079-Comm. HP <65k single phase unitary ER |  | 7 | Commercial | 20-RFF-Restaurant–FastFood-Cooling | 0 |  |  |  |  | 995.132 | 0 | 85 | 0 | 0 | 910.132 | 442.627 |  | kWh | 0.21817 | 0 | Commercial |  | Annual | [5 empty] | 15 | 0.8 |  |  |  | 1 | 0 | 5 | 0 | 0 | 0 | 0 | 0 | 0 | 0 | 0 | 0 | 2006 Qtr 1: 0; 2006 Qtr 2: 0; 2006 Qtr 3: 0; 2006 Qtr 4: 0; 2007 Qtr 1: 0; 2007 Qtr 2: 0; 2007 Qtr 3: 0; 2007 Qtr 4: 5; 2008 Qtr 1: 0; 2008 Qtr 2: 0; 2008 Qtr 3: 0; 2008 Qtr 4: 0 | 5
0 | 253079-Comm. HP <65k single phase unitary ER |  | 7 | Commercial | 20-RFF-Restaurant–FastFood-Cooling | 0 |  |  |  |  | 995.132 | 0 | 106.25 | 0 | 0 | 888.882 | 442.627 |  | kWh | 0.21817 | 0 | Commercial |  | Annual | [5 empty] | 15 | 0.8 |  |  |  | 1 | 0 | 2 | 0 | 0 | 0 | 0 | 0 | 0 | 0 | 0 | 0 | 2006 Qtr 1: 0; 2006 Qtr 2: 0; 2006 Qtr 3: 0; 2006 Qtr 4: 0; 2007 Qtr 1: 0; 2007 Qtr 2: 0; 2007 Qtr 3: 0; 2007 Qtr 4: 2; 2008 Qtr 1: 0; 2008 Qtr 2: 0; 2008 Qtr 3: 0; 2008 Qtr 4: 0 | 2
0 | 253079-Comm. HP <65k single phase unitary ER |  | 7 | Commercial | 01-ALC-AllCommercial-Cooling | 0 |  |  |  |  | 995.132 | 0 | 30 | 0 | 0 | 965.132 | 442.627 |  | kWh | 0.21817 | 0 | Commercial |  | Annual | [5 empty] | 15 | 0.8 |  |  |  | 1 | 0 | 3 | 0 | 0 | 0 | 0 | 0 | 0 | 0 | 0 | 0 | 2006 Qtr 1: 0; 2006 Qtr 2: 0; 2006 Qtr 3: 0; 2006 Qtr 4: 0; 2007 Qtr 1: 0; 2007 Qtr 2: 0; 2007 Qtr 3: 3; 2007 Qtr 4: 0; 2008 Qtr 1: 0; 2008 Qtr 2: 0; 2008 Qtr 3: 0; 2008 Qtr 4: 0 | 3
0 | 253079-Comm. HP <65k single phase unitary ER |  | 7 | Commercial | 01-ALC-AllCommercial-Cooling | 0 |  |  |  |  | 995.132 | 0 | 30 | 0 | 0 | 965.132 | 442.627 |  | kWh | 0.21817 | 0 | Commercial |  | Annual | [5 empty] | 15 | 0.8 |  |  |  | 1 | 0 | 3 | 0 | 0 | 0 | 0 | 0 | 0 | 0 | 0 | 0 | 2006 Qtr 1: 0; 2006 Qtr 2: 0; 2006 Qtr 3: 0; 2006 Qtr 4: 0; 2007 Qtr 1: 0; 2007 Qtr 2: 0; 2007 Qtr 3: 3; 2007 Qtr 4: 0; 2008 Qtr 1: 0; 2008 Qtr 2: 0; 2008 Qtr 3: 0; 2008 Qtr 4: 0 | 3
0 | 253079-Comm. HP <65k single phase unitary ER |  | 7 | Commercial | 14-MLI-Manufacturing–LightIndustry-COOL | 0 |  |  |  |  | 995.132 | 0 | 85 | 0 | 0 | 910.132 | 442.627 |  | kWh | 0.21817 | 0 | Commercial |  | Annual | [5 empty] | 15 | 0.8 |  |  |  | 1 | 0 | 3 | 0 | 0 | 0 | 0 | 0 | 0 | 0 | 0 | 0 | 2006 Qtr 1: 0; 2006 Qtr 2: 0; 2006 Qtr 3: 0; 2006 Qtr 4: 0; 2007 Qtr 1: 0; 2007 Qtr 2: 0; 2007 Qtr 3: 0; 2007 Qtr 4: 3; 2008 Qtr 1: 0; 2008 Qtr 2: 0; 2008 Qtr 3: 0; 2008 Qtr 4: 0 | 3
0 | 253079-Comm. HP <65k single phase unitary ER |  | 7 | Commercial | 18-OFS-Office–Small-Cooling | 0 |  |  |  |  | 995.132 | 0 | 85 | 0 | 0 | 910.132 | 442.627 |  | kWh | 0.21817 | 0 | Commercial |  | Annual | [5 empty] | 15 | 0.8 |  |  |  | 1 | 0 | 5 | 0 | 0 | 0 | 0 | 0 | 0 | 0 | 0 | 0 | 2006 Qtr 1: 0; 2006 Qtr 2: 0; 2006 Qtr 3: 0; 2006 Qtr 4: 0; 2007 Qtr 1: 0; 2007 Qtr 2: 0; 2007 Qtr 3: 0; 2007 Qtr 4: 5; 2008 Qtr 1: 0; 2008 Qtr 2: 0; 2008 Qtr 3: 0; 2008 Qtr 4: 0 | 5
0 | 253079-Comm. HP <65k single phase unitary ER |  | 7 | Commercial | 01-ALC-AllCommercial-Cooling | 0 |  |  |  |  | 995.132 | 0 | 85 | 0 | 0 | 910.132 | 442.627 |  | kWh | 0.21817 | 0 | Commercial |  | Annual | [5 empty] | 15 | 0.8 |  |  |  | 1 | 0 | 5 | 0 | 0 | 0 | 0 | 0 | 0 | 0 | 0 | 0 | 2006 Qtr 1: 0; 2006 Qtr 2: 0; 2006 Qtr 3: 0; 2006 Qtr 4: 0; 2007 Qtr 1: 0; 2007 Qtr 2: 0; 2007 Qtr 3: 0; 2007 Qtr 4: 5; 2008 Qtr 1: 0; 2008 Qtr 2: 0; 2008 Qtr 3: 0; 2008 Qtr 4: 0 | 5
0 | 253079-Comm. HP <65k single phase unitary ER |  | 7 | Commercial | 01-ALC-AllCommercial-Cooling | 0 |  |  |  |  | 995.132 | 0 | 85 | 0 | 0 | 910.132 | 442.627 |  | kWh | 0.21817 | 0 | Commercial |  | Annual | [5 empty] | 15 | 0.8 |  |  |  | 1 | 0 | 5 | 0 | 0 | 0 | 0 | 0 | 0 | 0 | 0 | 0 | 2006 Qtr 1: 0; 2006 Qtr 2: 0; 2006 Qtr 3: 0; 2006 Qtr 4: 0; 2007 Qtr 1: 0; 2007 Qtr 2: 0; 2007 Qtr 3: 0; 2007 Qtr 4: 5; 2008 Qtr 1: 0; 2008 Qtr 2: 0; 2008 Qtr 3: 0; 2008 Qtr 4: 0 | 5
0 | 253079-Comm. HP <65k single phase unitary ER |  | 7 | Commercial | 01-ALC-AllCommercial-Cooling | 0 |  |  |  |  | 995.132 | 0 | 85 | 0 | 0 | 910.132 | 442.627 |  | kWh | 0.21817 | 0 | Commercial |  | Annual | [5 empty] | 15 | 0.8 |  |  |  | 1 | 0 | 2 | 0 | 0 | 0 | 0 | 0 | 0 | 0 | 0 | 0 | 2006 Qtr 1: 0; 2006 Qtr 2: 0; 2006 Qtr 3: 0; 2006 Qtr 4: 0; 2007 Qtr 1: 0; 2007 Qtr 2: 0; 2007 Qtr 3: 0; 2007 Qtr 4: 2; 2008 Qtr 1: 0; 2008 Qtr 2: 0; 2008 Qtr 3: 0; 2008 Qtr 4: 0 | 2
0 | 253079-Comm. HP <65k single phase unitary ER |  | 7 | Commercial | 01-ALC-AllCommercial-Cooling | 0 |  |  |  |  | 995.132 | 0 | 106.25 | 0 | 0 | 888.882 | 442.627 |  | kWh | 0.21817 | 0 | Commercial |  | Annual | [5 empty] | 15 | 0.8 |  |  |  | 1 | 0 | 2 | 0 | 0 | 0 | 0 | 0 | 0 | 0 | 0 | 0 | 2006 Qtr 1: 0; 2006 Qtr 2: 0; 2006 Qtr 3: 0; 2006 Qtr 4: 0; 2007 Qtr 1: 0; 2007 Qtr 2: 0; 2007 Qtr 3: 0; 2007 Qtr 4: 2; 2008 Qtr 1: 0; 2008 Qtr 2: 0; 2008 Qtr 3: 0; 2008 Qtr 4: 0 | 2
0 | 253080-Comm. HP <65k single phase unitary ER |  | 7 | Commercial | 01-ALC-AllCommercial-Cooling | 0 |  |  |  |  | 209.3804 | 0 | 85 | 0 | 0 | 124.3804 | 553.932 |  | kWh | 0.31176 | 0 | Commercial |  | Annual | [5 empty] | 15 | 0.8 |  |  |  | 1 | 0 | 2 | 0 | 0 | 0 | 0 | 0 | 0 | 0 | 0 | 0 | 2006 Qtr 1: 0; 2006 Qtr 2: 0; 2006 Qtr 3: 0; 2006 Qtr 4: 0; 2007 Qtr 1: 0; 2007 Qtr 2: 0; 2007 Qtr 3: 0; 2007 Qtr 4: 2; 2008 Qtr 1: 0; 2008 Qtr 2: 0; 2008 Qtr 3: 0; 2008 Qtr 4: 0 | 2
0 | 253080-Comm. HP <65k single phase unitary ER |  | 10 | Commercial | 24-RTS-Retail–Small-COOL | 0 |  |  |  |  | 209.3804 | 0 | 85 | 0 | 0 | 124.3804 | 553.932 |  | kWh | 0.31176 | 0 | Commercial |  | Annual | [5 empty] | 15 | 0.8 |  |  |  | 1 | 0 | 5 | 0 | 0 | 0 | 0 | 0 | 0 | 0 | 0 | 0 | 2006 Qtr 1: 0; 2006 Qtr 2: 0; 2006 Qtr 3: 0; 2006 Qtr 4: 0; 2007 Qtr 1: 0; 2007 Qtr 2: 0; 2007 Qtr 3: 0; 2007 Qtr 4: 5; 2008 Qtr 1: 0; 2008 Qtr 2: 0; 2008 Qtr 3: 0; 2008 Qtr 4: 0 | 5
0 | 253080-Comm. HP <65k single phase unitary ER |  | 10 | Commercial | 01-ALC-AllCommercial-Cooling | 0 |  |  |  |  | 209.3804 | 0 | 85 | 0 | 0 | 124.3804 | 553.932 |  | kWh | 0.31176 | 0 | Commercial |  | Annual | [5 empty] | 15 | 0.8 |  |  |  | 1 | 0 | 2 | 0 | 0 | 0 | 0 | 0 | 0 | 0 | 0 | 0 | 2006 Qtr 1: 0; 2006 Qtr 2: 0; 2006 Qtr 3: 0; 2006 Qtr 4: 0; 2007 Qtr 1: 0; 2007 Qtr 2: 0; 2007 Qtr 3: 0; 2007 Qtr 4: 2; 2008 Qtr 1: 0; 2008 Qtr 2: 0; 2008 Qtr 3: 0; 2008 Qtr 4: 0 | 2
0 | 253080-Comm. HP <65k single phase unitary ER |  | 10 | Commercial | 02-ASM-Assembly-Cooling | 0 |  |  |  |  | 209.3804 | 0 | 97.22 | 0 | 0 | 112.1604 | 553.932 |  | kWh | 0.31176 | 0 | Commercial |  | Annual | [5 empty] | 15 | 0.8 |  |  |  | 1 | 0 | 3 | 0 | 0 | 0 | 0 | 0 | 0 | 0 | 0 | 0 | 2006 Qtr 1: 0; 2006 Qtr 2: 0; 2006 Qtr 3: 0; 2006 Qtr 4: 0; 2007 Qtr 1: 0; 2007 Qtr 2: 0; 2007 Qtr 3: 0; 2007 Qtr 4: 3; 2008 Qtr 1: 0; 2008 Qtr 2: 0; 2008 Qtr 3: 0; 2008 Qtr 4: 0 | 3
0 | 253080-Comm. HP <65k single phase unitary ER |  | 10 | Commercial | 02-ASM-Assembly-Cooling | 0 |  |  |  |  | 209.3804 | 0 | 97.22 | 0 | 0 | 112.1604 | 553.932 |  | kWh | 0.31176 | 0 | Commercial |  | Annual | [5 empty] | 15 | 0.8 |  |  |  | 1 | 0 | 3 | 0 | 0 | 0 | 0 | 0 | 0 | 0 | 0 | 0 | 2006 Qtr 1: 0; 2006 Qtr 2: 0; 2006 Qtr 3: 0; 2006 Qtr 4: 0; 2007 Qtr 1: 0; 2007 Qtr 2: 0; 2007 Qtr 3: 0; 2007 Qtr 4: 3; 2008 Qtr 1: 0; 2008 Qtr 2: 0; 2008 Qtr 3: 0; 2008 Qtr 4: 0 | 3
0 | 253080-Comm. HP <65k single phase unitary ER |  | 7 | Commercial | 01-ALC-AllCommercial-Cooling | 0 |  |  |  |  | 209.3804 | 0 | 85 | 0 | 0 | 124.3804 | 553.932 |  | kWh | 0.31176 | 0 | Commercial |  | Annual | [5 empty] | 15 | 0.8 |  |  |  | 1 | 0 | 2 | 0 | 0 | 0 | 0 | 0 | 0 | 0 | 0 | 0 | 2006 Qtr 1: 0; 2006 Qtr 2: 0; 2006 Qtr 3: 0; 2006 Qtr 4: 0; 2007 Qtr 1: 0; 2007 Qtr 2: 0; 2007 Qtr 3: 0; 2007 Qtr 4: 2; 2008 Qtr 1: 0; 2008 Qtr 2: 0; 2008 Qtr 3: 0; 2008 Qtr 4: 0 | 2
0 | 253080-Comm. HP <65k single phase unitary ER |  | 7 | Commercial | 01-ALC-AllCommercial-Cooling | 0 |  |  |  |  | 209.3804 | 0 | 85 | 0 | 0 | 124.3804 | 553.932 |  | kWh | 0.31176 | 0 | Commercial |  | Annual | [5 empty] | 15 | 0.8 |  |  |  | 1 | 0 | 2 | 0 | 0 | 0 | 0 | 0 | 0 | 0 | 0 | 0 | 2006 Qtr 1: 0; 2006 Qtr 2: 0; 2006 Qtr 3: 0; 2006 Qtr 4: 0; 2007 Qtr 1: 0; 2007 Qtr 2: 0; 2007 Qtr 3: 0; 2007 Qtr 4: 2; 2008 Qtr 1: 0; 2008 Qtr 2: 0; 2008 Qtr 3: 0; 2008 Qtr 4: 0 | 2
0 | 253080-Comm. HP <65k single phase unitary ER |  | 10 | Commercial | 01-ALC-AllCommercial-Cooling | 0 |  |  |  |  | 209.3804 | 0 | 85 | 0 | 0 | 124.3804 | 553.932 |  | kWh | 0.31176 | 0 | Commercial |  | Annual | [5 empty] | 15 | 0.8 |  |  |  | 1 | 0 | 2 | 0 | 0 | 0 | 0 | 0 | 0 | 0 | 0 | 0 | 2006 Qtr 1: 0; 2006 Qtr 2: 0; 2006 Qtr 3: 0; 2006 Qtr 4: 0; 2007 Qtr 1: 0; 2007 Qtr 2: 0; 2007 Qtr 3: 0; 2007 Qtr 4: 2; 2008 Qtr 1: 0; 2008 Qtr 2: 0; 2008 Qtr 3: 0; 2008 Qtr 4: 0 | 2
0 | 253083-Comm. HP <65k three phase split w/o QI ER |  | 7 | Commercial | 01-ALC-AllCommercial-Cooling | 0 |  |  |  |  | 186.4979 | 0 | 40 | 0 | 0 | 146.4979 | 249.733 |  | kWh | 0.098359 | 0 | Commercial |  | Annual | [5 empty] | 15 | 0.8 |  |  |  | 1 | 0 | 4 | 0 | 0 | 0 | 0 | 0 | 0 | 0 | 0 | 0 | 2006 Qtr 1: 0; 2006 Qtr 2: 0; 2006 Qtr 3: 0; 2006 Qtr 4: 0; 2007 Qtr 1: 0; 2007 Qtr 2: 0; 2007 Qtr 3: 0; 2007 Qtr 4: 4; 2008 Qtr 1: 0; 2008 Qtr 2: 0; 2008 Qtr 3: 0; 2008 Qtr 4: 0 | 4
0 | 253083-Comm. HP <65k three phase split w/o QI ER |  | 7 | Commercial | 01-ALC-AllCommercial-Cooling | 0 |  |  |  |  | 186.4979 | 0 | 40 | 0 | 0 | 146.4979 | 249.733 |  | kWh | 0.098359 | 0 | Commercial |  | Annual | [5 empty] | 15 | 0.8 |  |  |  | 1 | 0 | 4 | 0 | 0 | 0 | 0 | 0 | 0 | 0 | 0 | 0 | 2006 Qtr 1: 0; 2006 Qtr 2: 0; 2006 Qtr 3: 0; 2006 Qtr 4: 0; 2007 Qtr 1: 0; 2007 Qtr 2: 0; 2007 Qtr 3: 0; 2007 Qtr 4: 4; 2008 Qtr 1: 0; 2008 Qtr 2: 0; 2008 Qtr 3: 0; 2008 Qtr 4: 0 | 4
0 | 253083-Comm. HP <65k three phase split w/o QI ER |  | 7 | Commercial | 01-ALC-AllCommercial-Cooling | 0 |  |  |  |  | 186.4979 | 0 | 40 | 0 | 0 | 146.4979 | 249.733 |  | kWh | 0.098359 | 0 | Commercial |  | Annual | [5 empty] | 15 | 0.8 |  |  |  | 1 | 0 | 4 | 0 | 0 | 0 | 0 | 0 | 0 | 0 | 0 | 0 | 2006 Qtr 1: 0; 2006 Qtr 2: 0; 2006 Qtr 3: 0; 2006 Qtr 4: 0; 2007 Qtr 1: 0; 2007 Qtr 2: 0; 2007 Qtr 3: 0; 2007 Qtr 4: 4; 2008 Qtr 1: 0; 2008 Qtr 2: 0; 2008 Qtr 3: 0; 2008 Qtr 4: 0 | 4
0 | 253083-Comm. HP <65k three phase split w/o QI ER |  | 7 | Commercial | 01-ALC-AllCommercial-Cooling | 0 |  |  |  |  | 186.4979 | 0 | 40 | 0 | 0 | 146.4979 | 249.733 |  | kWh | 0.098359 | 0 | Commercial |  | Annual | [5 empty] | 15 | 0.8 |  |  |  | 1 | 0 | 3 | 0 | 0 | 0 | 0 | 0 | 0 | 0 | 0 | 0 | 2006 Qtr 1: 0; 2006 Qtr 2: 0; 2006 Qtr 3: 0; 2006 Qtr 4: 0; 2007 Qtr 1: 0; 2007 Qtr 2: 0; 2007 Qtr 3: 0; 2007 Qtr 4: 3; 2008 Qtr 1: 0; 2008 Qtr 2: 0; 2008 Qtr 3: 0; 2008 Qtr 4: 0 | 3
0 | 253083-Comm. HP <65k three phase split w/o QI ER |  | 7 | Commercial | 17-OFL-Office–Large-Cooling | 0 |  |  |  |  | 186.4979 | 0 | 40 | 0 | 0 | 146.4979 | 249.733 |  | kWh | 0.098359 | 0 | Commercial |  | Annual | [5 empty] | 15 | 0.8 |  |  |  | 1 | 0 | 3 | 0 | 0 | 0 | 0 | 0 | 0 | 0 | 0 | 0 | 2006 Qtr 1: 0; 2006 Qtr 2: 0; 2006 Qtr 3: 0; 2006 Qtr 4: 0; 2007 Qtr 1: 0; 2007 Qtr 2: 0; 2007 Qtr 3: 0; 2007 Qtr 4: 3; 2008 Qtr 1: 0; 2008 Qtr 2: 0; 2008 Qtr 3: 0; 2008 Qtr 4: 0 | 3
0 | 253083-Comm. HP <65k three phase split w/o QI ER |  | 7 | Commercial | 01-ALC-AllCommercial-Cooling | 0 |  |  |  |  | 186.4979 | 0 | 40 | 0 | 0 | 146.4979 | 249.733 |  | kWh | 0.098359 | 0 | Commercial |  | Annual | [5 empty] | 15 | 0.8 |  |  |  | 1 | 0 | 4 | 0 | 0 | 0 | 0 | 0 | 0 | 0 | 0 | 0 | 2006 Qtr 1: 0; 2006 Qtr 2: 0; 2006 Qtr 3: 0; 2006 Qtr 4: 0; 2007 Qtr 1: 0; 2007 Qtr 2: 0; 2007 Qtr 3: 0; 2007 Qtr 4: 4; 2008 Qtr 1: 0; 2008 Qtr 2: 0; 2008 Qtr 3: 0; 2008 Qtr 4: 0 | 4
0 | 253083-Comm. HP <65k three phase split w/o QI ER |  | 7 | Commercial | 01-ALC-AllCommercial-Cooling | 0 |  |  |  |  | 186.4979 | 0 | 40 | 0 | 0 | 146.4979 | 249.733 |  | kWh | 0.098359 | 0 | Commercial |  | Annual | [5 empty] | 15 | 0.8 |  |  |  | 1 | 0 | 4 | 0 | 0 | 0 | 0 | 0 | 0 | 0 | 0 | 0 | 2006 Qtr 1: 0; 2006 Qtr 2: 0; 2006 Qtr 3: 0; 2006 Qtr 4: 0; 2007 Qtr 1: 0; 2007 Qtr 2: 0; 2007 Qtr 3: 0; 2007 Qtr 4: 4; 2008 Qtr 1: 0; 2008 Qtr 2: 0; 2008 Qtr 3: 0; 2008 Qtr 4: 0 | 4
0 | 253085-Comm. HP <65k three phase unitary ER |  | 7 | Commercial | 12-MBT-Manufacturing–Bio/Tech-COOL | 0 |  |  |  |  | 959.2869 | 0 | 85 | 0 | 0 | 874.2869 | 333.947 |  | kWh | 0.15748 | 0 | Commercial |  | Annual | [5 empty] | 15 | 0.8 |  |  |  | 1 | 0 | 5 | 0 | 0 | 0 | 0 | 0 | 0 | 0 | 0 | 0 | 2006 Qtr 1: 0; 2006 Qtr 2: 0; 2006 Qtr 3: 0; 2006 Qtr 4: 0; 2007 Qtr 1: 0; 2007 Qtr 2: 0; 2007 Qtr 3: 5; 2007 Qtr 4: 0; 2008 Qtr 1: 0; 2008 Qtr 2: 0; 2008 Qtr 3: 0; 2008 Qtr 4: 0 | 5
0 | 253085-Comm. HP <65k three phase unitary ER |  | 7 | Commercial | 20-RFF-Restaurant–FastFood-Cooling | 0 |  |  |  |  | 959.2869 | 0 | 85 | 0 | 0 | 874.2869 | 333.947 |  | kWh | 0.15748 | 0 | Commercial |  | Annual | [5 empty] | 15 | 0.8 |  |  |  | 1 | 0 | 3 | 0 | 0 | 0 | 0 | 0 | 0 | 0 | 0 | 0 | 2006 Qtr 1: 0; 2006 Qtr 2: 0; 2006 Qtr 3: 0; 2006 Qtr 4: 0; 2007 Qtr 1: 0; 2007 Qtr 2: 0; 2007 Qtr 3: 0; 2007 Qtr 4: 3; 2008 Qtr 1: 0; 2008 Qtr 2: 0; 2008 Qtr 3: 0; 2008 Qtr 4: 0 | 3
0 | 253085-Comm. HP <65k three phase unitary ER |  | 7 | Commercial | 12-MBT-Manufacturing–Bio/Tech-COOL | 0 |  |  |  |  | 959.2869 | 0 | 99.1667 | 0 | 0 | 860.1202 | 333.947 |  | kWh | 0.15748 | 0 | Commercial |  | Annual | [5 empty] | 15 | 0.8 |  |  |  | 1 | 0 | 3 | 0 | 0 | 0 | 0 | 0 | 0 | 0 | 0 | 0 | 2006 Qtr 1: 0; 2006 Qtr 2: 0; 2006 Qtr 3: 0; 2006 Qtr 4: 0; 2007 Qtr 1: 0; 2007 Qtr 2: 0; 2007 Qtr 3: 3; 2007 Qtr 4: 0; 2008 Qtr 1: 0; 2008 Qtr 2: 0; 2008 Qtr 3: 0; 2008 Qtr 4: 0 | 3
0 | 253085-Comm. HP <65k three phase unitary ER |  | 7 | Commercial | 12-MBT-Manufacturing–Bio/Tech-COOL | 0 |  |  |  |  | 959.2869 | 0 | 85 | 0 | 0 | 874.2869 | 333.947 |  | kWh | 0.15748 | 0 | Commercial |  | Annual | [5 empty] | 15 | 0.8 |  |  |  | 1 | 0 | 5 | 0 | 0 | 0 | 0 | 0 | 0 | 0 | 0 | 0 | 2006 Qtr 1: 0; 2006 Qtr 2: 0; 2006 Qtr 3: 0; 2006 Qtr 4: 0; 2007 Qtr 1: 0; 2007 Qtr 2: 0; 2007 Qtr 3: 5; 2007 Qtr 4: 0; 2008 Qtr 1: 0; 2008 Qtr 2: 0; 2008 Qtr 3: 0; 2008 Qtr 4: 0 | 5
0 | 253085-Comm. HP <65k three phase unitary ER |  | 7 | Commercial | 12-MBT-Manufacturing–Bio/Tech-COOL | 0 |  |  |  |  | 959.2869 | 0 | 85 | 0 | 0 | 874.2869 | 333.947 |  | kWh | 0.15748 | 0 | Commercial |  | Annual | [5 empty] | 15 | 0.8 |  |  |  | 1 | 0 | 5 | 0 | 0 | 0 | 0 | 0 | 0 | 0 | 0 | 0 | 2006 Qtr 1: 0; 2006 Qtr 2: 0; 2006 Qtr 3: 0; 2006 Qtr 4: 0; 2007 Qtr 1: 0; 2007 Qtr 2: 0; 2007 Qtr 3: 5; 2007 Qtr 4: 0; 2008 Qtr 1: 0; 2008 Qtr 2: 0; 2008 Qtr 3: 0; 2008 Qtr 4: 0 | 5
0 | 253085-Comm. HP <65k three phase unitary ER |  | 7 | Commercial | 12-MBT-Manufacturing–Bio/Tech-COOL | 0 |  |  |  |  | 959.2869 | 0 | 85 | 0 | 0 | 874.2869 | 333.947 |  | kWh | 0.15748 | 0 | Commercial |  | Annual | [5 empty] | 15 | 0.8 |  |  |  | 1 | 0 | 3 | 0 | 0 | 0 | 0 | 0 | 0 | 0 | 0 | 0 | 2006 Qtr 1: 0; 2006 Qtr 2: 0; 2006 Qtr 3: 0; 2006 Qtr 4: 0; 2007 Qtr 1: 0; 2007 Qtr 2: 0; 2007 Qtr 3: 3; 2007 Qtr 4: 0; 2008 Qtr 1: 0; 2008 Qtr 2: 0; 2008 Qtr 3: 0; 2008 Qtr 4: 0 | 3
0 | 253085-Comm. HP <65k three phase unitary ER |  | 7 | Commercial | 12-MBT-Manufacturing–Bio/Tech-COOL | 0 |  |  |  |  | 959.2869 | 0 | 85 | 0 | 0 | 874.2869 | 333.947 |  | kWh | 0.15748 | 0 | Commercial |  | Annual | [5 empty] | 15 | 0.8 |  |  |  | 1 | 0 | 4 | 0 | 0 | 0 | 0 | 0 | 0 | 0 | 0 | 0 | 2006 Qtr 1: 0; 2006 Qtr 2: 0; 2006 Qtr 3: 0; 2006 Qtr 4: 0; 2007 Qtr 1: 0; 2007 Qtr 2: 0; 2007 Qtr 3: 4; 2007 Qtr 4: 0; 2008 Qtr 1: 0; 2008 Qtr 2: 0; 2008 Qtr 3: 0; 2008 Qtr 4: 0 | 4
0 | 253085-Comm. HP <65k three phase unitary ER |  | 7 | Commercial | 12-MBT-Manufacturing–Bio/Tech-COOL | 0 |  |  |  |  | 959.2869 | 0 | 85 | 0 | 0 | 874.2869 | 333.947 |  | kWh | 0.15748 | 0 | Commercial |  | Annual | [5 empty] | 15 | 0.8 |  |  |  | 1 | 0 | 4 | 0 | 0 | 0 | 0 | 0 | 0 | 0 | 0 | 0 | 2006 Qtr 1: 0; 2006 Qtr 2: 0; 2006 Qtr 3: 0; 2006 Qtr 4: 0; 2007 Qtr 1: 0; 2007 Qtr 2: 0; 2007 Qtr 3: 4; 2007 Qtr 4: 0; 2008 Qtr 1: 0; 2008 Qtr 2: 0; 2008 Qtr 3: 0; 2008 Qtr 4: 0 | 4
0 | 253085-Comm. HP <65k three phase unitary ER |  | 7 | Commercial | 12-MBT-Manufacturing–Bio/Tech-COOL | 0 |  |  |  |  | 959.2869 | 0 | 85 | 0 | 0 | 874.2869 | 333.947 |  | kWh | 0.15748 | 0 | Commercial |  | Annual | [5 empty] | 15 | 0.8 |  |  |  | 1 | 0 | 4 | 0 | 0 | 0 | 0 | 0 | 0 | 0 | 0 | 0 | 2006 Qtr 1: 0; 2006 Qtr 2: 0; 2006 Qtr 3: 0; 2006 Qtr 4: 0; 2007 Qtr 1: 0; 2007 Qtr 2: 0; 2007 Qtr 3: 4; 2007 Qtr 4: 0; 2008 Qtr 1: 0; 2008 Qtr 2: 0; 2008 Qtr 3: 0; 2008 Qtr 4: 0 | 4
0 | 253085-Comm. HP <65k three phase unitary ER |  | 7 | Commercial | 12-MBT-Manufacturing–Bio/Tech-COOL | 0 |  |  |  |  | 959.2869 | 0 | 85 | 0 | 0 | 874.2869 | 333.947 |  | kWh | 0.15748 | 0 | Commercial |  | Annual | [5 empty] | 15 | 0.8 |  |  |  | 1 | 0 | 5 | 0 | 0 | 0 | 0 | 0 | 0 | 0 | 0 | 0 | 2006 Qtr 1: 0; 2006 Qtr 2: 0; 2006 Qtr 3: 0; 2006 Qtr 4: 0; 2007 Qtr 1: 0; 2007 Qtr 2: 0; 2007 Qtr 3: 5; 2007 Qtr 4: 0; 2008 Qtr 1: 0; 2008 Qtr 2: 0; 2008 Qtr 3: 0; 2008 Qtr 4: 0 | 5
0 | 253085-Comm. HP <65k three phase unitary ER |  | 7 | Commercial | 12-MBT-Manufacturing–Bio/Tech-COOL | 0 |  |  |  |  | 959.2869 | 0 | 85 | 0 | 0 | 874.2869 | 333.947 |  | kWh | 0.15748 | 0 | Commercial |  | Annual | [5 empty] | 15 | 0.8 |  |  |  | 1 | 0 | 5 | 0 | 0 | 0 | 0 | 0 | 0 | 0 | 0 | 0 | 2006 Qtr 1: 0; 2006 Qtr 2: 0; 2006 Qtr 3: 0; 2006 Qtr 4: 0; 2007 Qtr 1: 0; 2007 Qtr 2: 0; 2007 Qtr 3: 5; 2007 Qtr 4: 0; 2008 Qtr 1: 0; 2008 Qtr 2: 0; 2008 Qtr 3: 0; 2008 Qtr 4: 0 | 5
0 | 253085-Comm. HP <65k three phase unitary ER |  | 7 | Commercial | 12-MBT-Manufacturing–Bio/Tech-COOL | 0 |  |  |  |  | 959.2869 | 0 | 85 | 0 | 0 | 874.2869 | 333.947 |  | kWh | 0.15748 | 0 | Commercial |  | Annual | [5 empty] | 15 | 0.8 |  |  |  | 1 | 0 | 5 | 0 | 0 | 0 | 0 | 0 | 0 | 0 | 0 | 0 | 2006 Qtr 1: 0; 2006 Qtr 2: 0; 2006 Qtr 3: 0; 2006 Qtr 4: 0; 2007 Qtr 1: 0; 2007 Qtr 2: 0; 2007 Qtr 3: 5; 2007 Qtr 4: 0; 2008 Qtr 1: 0; 2008 Qtr 2: 0; 2008 Qtr 3: 0; 2008 Qtr 4: 0 | 5
0 | 253085-Comm. HP <65k three phase unitary ER |  | 7 | Commercial | 12-MBT-Manufacturing–Bio/Tech-COOL | 0 |  |  |  |  | 959.2869 | 0 | 85 | 0 | 0 | 874.2869 | 333.947 |  | kWh | 0.15748 | 0 | Commercial |  | Annual | [5 empty] | 15 | 0.8 |  |  |  | 1 | 0 | 3 | 0 | 0 | 0 | 0 | 0 | 0 | 0 | 0 | 0 | 2006 Qtr 1: 0; 2006 Qtr 2: 0; 2006 Qtr 3: 0; 2006 Qtr 4: 0; 2007 Qtr 1: 0; 2007 Qtr 2: 0; 2007 Qtr 3: 3; 2007 Qtr 4: 0; 2008 Qtr 1: 0; 2008 Qtr 2: 0; 2008 Qtr 3: 0; 2008 Qtr 4: 0 | 3
0 | 253085-Comm. HP <65k three phase unitary ER |  | 7 | Commercial | 12-MBT-Manufacturing–Bio/Tech-COOL | 0 |  |  |  |  | 959.2869 | 0 | 85 | 0 | 0 | 874.2869 | 333.947 |  | kWh | 0.15748 | 0 | Commercial |  | Annual | [5 empty] | 15 | 0.8 |  |  |  | 1 | 0 | 5 | 0 | 0 | 0 | 0 | 0 | 0 | 0 | 0 | 0 | 2006 Qtr 1: 0; 2006 Qtr 2: 0; 2006 Qtr 3: 0; 2006 Qtr 4: 0; 2007 Qtr 1: 0; 2007 Qtr 2: 0; 2007 Qtr 3: 5; 2007 Qtr 4: 0; 2008 Qtr 1: 0; 2008 Qtr 2: 0; 2008 Qtr 3: 0; 2008 Qtr 4: 0 | 5
0 | 253085-Comm. HP <65k three phase unitary ER |  | 7 | Commercial | 01-ALC-AllCommercial-Cooling | 0 |  |  |  |  | 959.2869 | 0 | 85 | 0 | 0 | 874.2869 | 333.947 |  | kWh | 0.15748 | 0 | Commercial |  | Annual | [5 empty] | 15 | 0.8 |  |  |  | 1 | 0 | 3 | 0 | 0 | 0 | 0 | 0 | 0 | 0 | 0 | 0 | 2006 Qtr 1: 0; 2006 Qtr 2: 0; 2006 Qtr 3: 0; 2006 Qtr 4: 0; 2007 Qtr 1: 0; 2007 Qtr 2: 0; 2007 Qtr 3: 3; 2007 Qtr 4: 0; 2008 Qtr 1: 0; 2008 Qtr 2: 0; 2008 Qtr 3: 0; 2008 Qtr 4: 0 | 3
0 | 253085-Comm. HP <65k three phase unitary ER |  | 7 | Commercial | 12-MBT-Manufacturing–Bio/Tech-COOL | 0 |  |  |  |  | 959.2869 | 0 | 85 | 0 | 0 | 874.2869 | 333.947 |  | kWh | 0.15748 | 0 | Commercial |  | Annual | [5 empty] | 15 | 0.8 |  |  |  | 1 | 0 | 5 | 0 | 0 | 0 | 0 | 0 | 0 | 0 | 0 | 0 | 2006 Qtr 1: 0; 2006 Qtr 2: 0; 2006 Qtr 3: 0; 2006 Qtr 4: 0; 2007 Qtr 1: 0; 2007 Qtr 2: 0; 2007 Qtr 3: 5; 2007 Qtr 4: 0; 2008 Qtr 1: 0; 2008 Qtr 2: 0; 2008 Qtr 3: 0; 2008 Qtr 4: 0 | 5
0 | 253085-Comm. HP <65k three phase unitary ER |  | System | Commercial | 01-ALC-AllCommercial-Cooling | 0 |  |  |  |  | 959.2869 | 0 | 85 | 0 | 0 | 874.2869 | 333.947 |  | kWh | 0.15748 | 0 | Commercial |  | Annual | [5 empty] | 15 | 0.8 |  |  |  | 1 | 0 | 3 | 0 | 0 | 0 | 0 | 0 | 0 | 0 | 0 | 0 | 2006 Qtr 1: 0; 2006 Qtr 2: 0; 2006 Qtr 3: 0; 2006 Qtr 4: 0; 2007 Qtr 1: 0; 2007 Qtr 2: 0; 2007 Qtr 3: 0; 2007 Qtr 4: 3; 2008 Qtr 1: 0; 2008 Qtr 2: 0; 2008 Qtr 3: 0; 2008 Qtr 4: 0 | 3
0 | 253085-Comm. HP <65k three phase unitary ER |  | 7 | Commercial | 24-RTS-Retail–Small-COOL | 0 |  |  |  |  | 959.2869 | 0 | 85 | 0 | 0 | 874.2869 | 333.947 |  | kWh | 0.15748 | 0 | Commercial |  | Annual | [5 empty] | 15 | 0.8 |  |  |  | 1 | 0 | 5 | 0 | 0 | 0 | 0 | 0 | 0 | 0 | 0 | 0 | 2006 Qtr 1: 0; 2006 Qtr 2: 0; 2006 Qtr 3: 0; 2006 Qtr 4: 0; 2007 Qtr 1: 0; 2007 Qtr 2: 0; 2007 Qtr 3: 5; 2007 Qtr 4: 0; 2008 Qtr 1: 0; 2008 Qtr 2: 0; 2008 Qtr 3: 0; 2008 Qtr 4: 0 | 5
0 | 253085-Comm. HP <65k three phase unitary ER |  | System | Commercial | 01-ALC-AllCommercial-Cooling | 0 |  |  |  |  | 959.2869 | 0 | 85 | 0 | 0 | 874.2869 | 333.947 |  | kWh | 0.15748 | 0 | Commercial |  | Annual | [5 empty] | 15 | 0.8 |  |  |  | 1 | 0 | 4 | 0 | 0 | 0 | 0 | 0 | 0 | 0 | 0 | 0 | 2006 Qtr 1: 0; 2006 Qtr 2: 0; 2006 Qtr 3: 0; 2006 Qtr 4: 0; 2007 Qtr 1: 0; 2007 Qtr 2: 0; 2007 Qtr 3: 0; 2007 Qtr 4: 4; 2008 Qtr 1: 0; 2008 Qtr 2: 0; 2008 Qtr 3: 0; 2008 Qtr 4: 0 | 4
0 | 253085-Comm. HP <65k three phase unitary ER |  | 7 | Commercial | 01-ALC-AllCommercial-Cooling | 0 |  |  |  |  | 959.2869 | 0 | 85 | 0 | 0 | 874.2869 | 333.947 |  | kWh | 0.15748 | 0 | Commercial |  | Annual | [5 empty] | 15 | 0.8 |  |  |  | 1 | 0 | 3 | 0 | 0 | 0 | 0 | 0 | 0 | 0 | 0 | 0 | 2006 Qtr 1: 0; 2006 Qtr 2: 0; 2006 Qtr 3: 0; 2006 Qtr 4: 0; 2007 Qtr 1: 0; 2007 Qtr 2: 0; 2007 Qtr 3: 0; 2007 Qtr 4: 3; 2008 Qtr 1: 0; 2008 Qtr 2: 0; 2008 Qtr 3: 0; 2008 Qtr 4: 0 | 3
0 | 253085-Comm. HP <65k three phase unitary ER |  | System | Commercial | 01-ALC-AllCommercial-Cooling | 0 |  |  |  |  | 959.2869 | 0 | 85 | 0 | 0 | 874.2869 | 333.947 |  | kWh | 0.15748 | 0 | Commercial |  | Annual | [5 empty] | 15 | 0.8 |  |  |  | 1 | 0 | 4 | 0 | 0 | 0 | 0 | 0 | 0 | 0 | 0 | 0 | 2006 Qtr 1: 0; 2006 Qtr 2: 0; 2006 Qtr 3: 0; 2006 Qtr 4: 0; 2007 Qtr 1: 0; 2007 Qtr 2: 0; 2007 Qtr 3: 0; 2007 Qtr 4: 4; 2008 Qtr 1: 0; 2008 Qtr 2: 0; 2008 Qtr 3: 0; 2008 Qtr 4: 0 | 4
0 | 253085-Comm. HP <65k three phase unitary ER |  | System | Commercial | 01-ALC-AllCommercial-Cooling | 0 |  |  |  |  | 959.2869 | 0 | 85 | 0 | 0 | 874.2869 | 333.947 |  | kWh | 0.15748 | 0 | Commercial |  | Annual | [5 empty] | 15 | 0.8 |  |  |  | 1 | 0 | 4 | 0 | 0 | 0 | 0 | 0 | 0 | 0 | 0 | 0 | 2006 Qtr 1: 0; 2006 Qtr 2: 0; 2006 Qtr 3: 0; 2006 Qtr 4: 0; 2007 Qtr 1: 0; 2007 Qtr 2: 0; 2007 Qtr 3: 0; 2007 Qtr 4: 4; 2008 Qtr 1: 0; 2008 Qtr 2: 0; 2008 Qtr 3: 0; 2008 Qtr 4: 0 | 4
0 | 253085-Comm. HP <65k three phase unitary ER |  | System | Commercial | 01-ALC-AllCommercial-Cooling | 0 |  |  |  |  | 959.2869 | 0 | 85 | 0 | 0 | 874.2869 | 333.947 |  | kWh | 0.15748 | 0 | Commercial |  | Annual | [5 empty] | 15 | 0.8 |  |  |  | 1 | 0 | 4 | 0 | 0 | 0 | 0 | 0 | 0 | 0 | 0 | 0 | 2006 Qtr 1: 0; 2006 Qtr 2: 0; 2006 Qtr 3: 0; 2006 Qtr 4: 0; 2007 Qtr 1: 0; 2007 Qtr 2: 0; 2007 Qtr 3: 0; 2007 Qtr 4: 4; 2008 Qtr 1: 0; 2008 Qtr 2: 0; 2008 Qtr 3: 0; 2008 Qtr 4: 0 | 4
0 | 253085-Comm. HP <65k three phase unitary ER |  | System | Commercial | 01-ALC-AllCommercial-Cooling | 0 |  |  |  |  | 959.2869 | 0 | 85 | 0 | 0 | 874.2869 | 333.947 |  | kWh | 0.15748 | 0 | Commercial |  | Annual | [5 empty] | 15 | 0.8 |  |  |  | 1 | 0 | 5 | 0 | 0 | 0 | 0 | 0 | 0 | 0 | 0 | 0 | 2006 Qtr 1: 0; 2006 Qtr 2: 0; 2006 Qtr 3: 0; 2006 Qtr 4: 0; 2007 Qtr 1: 0; 2007 Qtr 2: 0; 2007 Qtr 3: 0; 2007 Qtr 4: 5; 2008 Qtr 1: 0; 2008 Qtr 2: 0; 2008 Qtr 3: 0; 2008 Qtr 4: 0 | 5
0 | 253085-Comm. HP <65k three phase unitary ER |  | System | Commercial | 01-ALC-AllCommercial-Cooling | 0 |  |  |  |  | 959.2869 | 0 | 85 | 0 | 0 | 874.2869 | 333.947 |  | kWh | 0.15748 | 0 | Commercial |  | Annual | [5 empty] | 15 | 0.8 |  |  |  | 1 | 0 | 4 | 0 | 0 | 0 | 0 | 0 | 0 | 0 | 0 | 0 | 2006 Qtr 1: 0; 2006 Qtr 2: 0; 2006 Qtr 3: 0; 2006 Qtr 4: 0; 2007 Qtr 1: 0; 2007 Qtr 2: 0; 2007 Qtr 3: 0; 2007 Qtr 4: 4; 2008 Qtr 1: 0; 2008 Qtr 2: 0; 2008 Qtr 3: 0; 2008 Qtr 4: 0 | 4
0 | 253085-Comm. HP <65k three phase unitary ER |  | 7 | Commercial | 20-RFF-Restaurant–FastFood-Cooling | 0 |  |  |  |  | 959.2869 | 0 | 85 | 0 | 0 | 874.2869 | 333.947 |  | kWh | 0.15748 | 0 | Commercial |  | Annual | [5 empty] | 15 | 0.8 |  |  |  | 1 | 0 | 5 | 0 | 0 | 0 | 0 | 0 | 0 | 0 | 0 | 0 | 2006 Qtr 1: 0; 2006 Qtr 2: 0; 2006 Qtr 3: 0; 2006 Qtr 4: 0; 2007 Qtr 1: 0; 2007 Qtr 2: 0; 2007 Qtr 3: 0; 2007 Qtr 4: 5; 2008 Qtr 1: 0; 2008 Qtr 2: 0; 2008 Qtr 3: 0; 2008 Qtr 4: 0 | 5
0 | 253085-Comm. HP <65k three phase unitary ER |  | 7 | Commercial | 12-MBT-Manufacturing–Bio/Tech-COOL | 0 |  |  |  |  | 959.2869 | 0 | 85 | 0 | 0 | 874.2869 | 333.947 |  | kWh | 0.15748 | 0 | Commercial |  | Annual | [5 empty] | 15 | 0.8 |  |  |  | 1 | 0 | 5 | 0 | 0 | 0 | 0 | 0 | 0 | 0 | 0 | 0 | 2006 Qtr 1: 0; 2006 Qtr 2: 0; 2006 Qtr 3: 0; 2006 Qtr 4: 0; 2007 Qtr 1: 0; 2007 Qtr 2: 0; 2007 Qtr 3: 5; 2007 Qtr 4: 0; 2008 Qtr 1: 0; 2008 Qtr 2: 0; 2008 Qtr 3: 0; 2008 Qtr 4: 0 | 5
0 | 253085-Comm. HP <65k three phase unitary ER |  | 7 | Commercial | 01-ALC-AllCommercial-Cooling | 0 |  |  |  |  | 959.2869 | 0 | 85 | 0 | 0 | 874.2869 | 333.947 |  | kWh | 0.15748 | 0 | Commercial |  | Annual | [5 empty] | 15 | 0.8 |  |  |  | 1 | 0 | 3 | 0 | 0 | 0 | 0 | 0 | 0 | 0 | 0 | 0 | 2006 Qtr 1: 0; 2006 Qtr 2: 0; 2006 Qtr 3: 0; 2006 Qtr 4: 0; 2007 Qtr 1: 0; 2007 Qtr 2: 0; 2007 Qtr 3: 3; 2007 Qtr 4: 0; 2008 Qtr 1: 0; 2008 Qtr 2: 0; 2008 Qtr 3: 0; 2008 Qtr 4: 0 | 3
0 | 253085-Comm. HP <65k three phase unitary ER |  | 7 | Commercial | 01-ALC-AllCommercial-Cooling | 0 |  |  |  |  | 959.2869 | 0 | 85 | 0 | 0 | 874.2869 | 333.947 |  | kWh | 0.15748 | 0 | Commercial |  | Annual | [5 empty] | 15 | 0.8 |  |  |  | 1 | 0 | 5 | 0 | 0 | 0 | 0 | 0 | 0 | 0 | 0 | 0 | 2006 Qtr 1: 0; 2006 Qtr 2: 0; 2006 Qtr 3: 0; 2006 Qtr 4: 0; 2007 Qtr 1: 0; 2007 Qtr 2: 0; 2007 Qtr 3: 5; 2007 Qtr 4: 0; 2008 Qtr 1: 0; 2008 Qtr 2: 0; 2008 Qtr 3: 0; 2008 Qtr 4: 0 | 5
0 | 253085-Comm. HP <65k three phase unitary ER |  | 7 | Commercial | 01-ALC-AllCommercial-Cooling | 0 |  |  |  |  | 959.2869 | 0 | 85 | 0 | 0 | 874.2869 | 333.947 |  | kWh | 0.15748 | 0 | Commercial |  | Annual | [5 empty] | 15 | 0.8 |  |  |  | 1 | 0 | 5 | 0 | 0 | 0 | 0 | 0 | 0 | 0 | 0 | 0 | 2006 Qtr 1: 0; 2006 Qtr 2: 0; 2006 Qtr 3: 0; 2006 Qtr 4: 0; 2007 Qtr 1: 0; 2007 Qtr 2: 0; 2007 Qtr 3: 0; 2007 Qtr 4: 5; 2008 Qtr 1: 0; 2008 Qtr 2: 0; 2008 Qtr 3: 0; 2008 Qtr 4: 0 | 5
0 | 253085-Comm. HP <65k three phase unitary ER |  | 7 | Commercial | 01-ALC-AllCommercial-Cooling | 0 |  |  |  |  | 959.2869 | 0 | 85 | 0 | 0 | 874.2869 | 333.947 |  | kWh | 0.15748 | 0 | Commercial |  | Annual | [5 empty] | 15 | 0.8 |  |  |  | 1 | 0 | 5 | 0 | 0 | 0 | 0 | 0 | 0 | 0 | 0 | 0 | 2006 Qtr 1: 0; 2006 Qtr 2: 0; 2006 Qtr 3: 0; 2006 Qtr 4: 0; 2007 Qtr 1: 0; 2007 Qtr 2: 0; 2007 Qtr 3: 0; 2007 Qtr 4: 5; 2008 Qtr 1: 0; 2008 Qtr 2: 0; 2008 Qtr 3: 0; 2008 Qtr 4: 0 | 5
0 | 253085-Comm. HP <65k three phase unitary ER |  | 7 | Commercial | 01-ALC-AllCommercial-Cooling | 0 |  |  |  |  | 959.2869 | 0 | 85 | 0 | 0 | 874.2869 | 333.947 |  | kWh | 0.15748 | 0 | Commercial |  | Annual | [5 empty] | 15 | 0.8 |  |  |  | 1 | 0 | 5 | 0 | 0 | 0 | 0 | 0 | 0 | 0 | 0 | 0 | 2006 Qtr 1: 0; 2006 Qtr 2: 0; 2006 Qtr 3: 0; 2006 Qtr 4: 0; 2007 Qtr 1: 0; 2007 Qtr 2: 0; 2007 Qtr 3: 0; 2007 Qtr 4: 5; 2008 Qtr 1: 0; 2008 Qtr 2: 0; 2008 Qtr 3: 0; 2008 Qtr 4: 0 | 5
0 | 253085-Comm. HP <65k three phase unitary ER |  | 7 | Commercial | 01-ALC-AllCommercial-Cooling | 0 |  |  |  |  | 959.2869 | 0 | 85 | 0 | 0 | 874.2869 | 333.947 |  | kWh | 0.15748 | 0 | Commercial |  | Annual | [5 empty] | 15 | 0.8 |  |  |  | 1 | 0 | 5 | 0 | 0 | 0 | 0 | 0 | 0 | 0 | 0 | 0 | 2006 Qtr 1: 0; 2006 Qtr 2: 0; 2006 Qtr 3: 0; 2006 Qtr 4: 0; 2007 Qtr 1: 0; 2007 Qtr 2: 0; 2007 Qtr 3: 0; 2007 Qtr 4: 5; 2008 Qtr 1: 0; 2008 Qtr 2: 0; 2008 Qtr 3: 0; 2008 Qtr 4: 0 | 5
0 | 253085-Comm. HP <65k three phase unitary ER |  | 7 | Commercial | 01-ALC-AllCommercial-Cooling | 0 |  |  |  |  | 959.2869 | 0 | 85 | 0 | 0 | 874.2869 | 333.947 |  | kWh | 0.15748 | 0 | Commercial |  | Annual | [5 empty] | 15 | 0.8 |  |  |  | 1 | 0 | 4 | 0 | 0 | 0 | 0 | 0 | 0 | 0 | 0 | 0 | 2006 Qtr 1: 0; 2006 Qtr 2: 0; 2006 Qtr 3: 0; 2006 Qtr 4: 0; 2007 Qtr 1: 0; 2007 Qtr 2: 0; 2007 Qtr 3: 0; 2007 Qtr 4: 4; 2008 Qtr 1: 0; 2008 Qtr 2: 0; 2008 Qtr 3: 0; 2008 Qtr 4: 0 | 4
0 | 253085-Comm. HP <65k three phase unitary ER |  | 7 | Commercial | 01-ALC-AllCommercial-Cooling | 0 |  |  |  |  | 959.2869 | 0 | 85 | 0 | 0 | 874.2869 | 333.947 |  | kWh | 0.15748 | 0 | Commercial |  | Annual | [5 empty] | 15 | 0.8 |  |  |  | 1 | 0 | 4 | 0 | 0 | 0 | 0 | 0 | 0 | 0 | 0 | 0 | 2006 Qtr 1: 0; 2006 Qtr 2: 0; 2006 Qtr 3: 0; 2006 Qtr 4: 0; 2007 Qtr 1: 0; 2007 Qtr 2: 0; 2007 Qtr 3: 0; 2007 Qtr 4: 4; 2008 Qtr 1: 0; 2008 Qtr 2: 0; 2008 Qtr 3: 0; 2008 Qtr 4: 0 | 4
0 | 253085-Comm. HP <65k three phase unitary ER |  | 7 | Commercial | 01-ALC-AllCommercial-Cooling | 0 |  |  |  |  | 959.2869 | 0 | 85 | 0 | 0 | 874.2869 | 333.947 |  | kWh | 0.15748 | 0 | Commercial |  | Annual | [5 empty] | 15 | 0.8 |  |  |  | 1 | 0 | 4 | 0 | 0 | 0 | 0 | 0 | 0 | 0 | 0 | 0 | 2006 Qtr 1: 0; 2006 Qtr 2: 0; 2006 Qtr 3: 0; 2006 Qtr 4: 0; 2007 Qtr 1: 0; 2007 Qtr 2: 0; 2007 Qtr 3: 0; 2007 Qtr 4: 4; 2008 Qtr 1: 0; 2008 Qtr 2: 0; 2008 Qtr 3: 0; 2008 Qtr 4: 0 | 4
0 | 253085-Comm. HP <65k three phase unitary ER |  | 7 | Commercial | 01-ALC-AllCommercial-Cooling | 0 |  |  |  |  | 959.2869 | 0 | 85 | 0 | 0 | 874.2869 | 333.947 |  | kWh | 0.15748 | 0 | Commercial |  | Annual | [5 empty] | 15 | 0.8 |  |  |  | 1 | 0 | 4 | 0 | 0 | 0 | 0 | 0 | 0 | 0 | 0 | 0 | 2006 Qtr 1: 0; 2006 Qtr 2: 0; 2006 Qtr 3: 0; 2006 Qtr 4: 0; 2007 Qtr 1: 0; 2007 Qtr 2: 0; 2007 Qtr 3: 0; 2007 Qtr 4: 4; 2008 Qtr 1: 0; 2008 Qtr 2: 0; 2008 Qtr 3: 0; 2008 Qtr 4: 0 | 4
0 | 253085-Comm. HP <65k three phase unitary ER |  | 7 | Commercial | 01-ALC-AllCommercial-Cooling | 0 |  |  |  |  | 959.2869 | 0 | 85 | 0 | 0 | 874.2869 | 333.947 |  | kWh | 0.15748 | 0 | Commercial |  | Annual | [5 empty] | 15 | 0.8 |  |  |  | 1 | 0 | 4 | 0 | 0 | 0 | 0 | 0 | 0 | 0 | 0 | 0 | 2006 Qtr 1: 0; 2006 Qtr 2: 0; 2006 Qtr 3: 0; 2006 Qtr 4: 0; 2007 Qtr 1: 0; 2007 Qtr 2: 0; 2007 Qtr 3: 4; 2007 Qtr 4: 0; 2008 Qtr 1: 0; 2008 Qtr 2: 0; 2008 Qtr 3: 0; 2008 Qtr 4: 0 | 4
0 | 253085-Comm. HP <65k three phase unitary ER |  | 7 | Commercial | 01-ALC-AllCommercial-Cooling | 0 |  |  |  |  | 959.2869 | 0 | 85 | 0 | 0 | 874.2869 | 333.947 |  | kWh | 0.15748 | 0 | Commercial |  | Annual | [5 empty] | 15 | 0.8 |  |  |  | 1 | 0 | 4 | 0 | 0 | 0 | 0 | 0 | 0 | 0 | 0 | 0 | 2006 Qtr 1: 0; 2006 Qtr 2: 0; 2006 Qtr 3: 0; 2006 Qtr 4: 0; 2007 Qtr 1: 0; 2007 Qtr 2: 0; 2007 Qtr 3: 4; 2007 Qtr 4: 0; 2008 Qtr 1: 0; 2008 Qtr 2: 0; 2008 Qtr 3: 0; 2008 Qtr 4: 0 | 4
0 | 253085-Comm. HP <65k three phase unitary ER |  | 7 | Commercial | 12-MBT-Manufacturing–Bio/Tech-COOL | 0 |  |  |  |  | 959.2869 | 0 | 85 | 0 | 0 | 874.2869 | 333.947 |  | kWh | 0.15748 | 0 | Commercial |  | Annual | [5 empty] | 15 | 0.8 |  |  |  | 1 | 0 | 5 | 0 | 0 | 0 | 0 | 0 | 0 | 0 | 0 | 0 | 2006 Qtr 1: 0; 2006 Qtr 2: 0; 2006 Qtr 3: 0; 2006 Qtr 4: 0; 2007 Qtr 1: 0; 2007 Qtr 2: 0; 2007 Qtr 3: 5; 2007 Qtr 4: 0; 2008 Qtr 1: 0; 2008 Qtr 2: 0; 2008 Qtr 3: 0; 2008 Qtr 4: 0 | 5
0 | 253085-Comm. HP <65k three phase unitary ER |  | 7 | Commercial | 01-ALC-AllCommercial-Cooling | 0 |  |  |  |  | 959.2869 | 0 | 85 | 0 | 0 | 874.2869 | 333.947 |  | kWh | 0.15748 | 0 | Commercial |  | Annual | [5 empty] | 15 | 0.8 |  |  |  | 1 | 0 | 5 | 0 | 0 | 0 | 0 | 0 | 0 | 0 | 0 | 0 | 2006 Qtr 1: 0; 2006 Qtr 2: 0; 2006 Qtr 3: 0; 2006 Qtr 4: 0; 2007 Qtr 1: 0; 2007 Qtr 2: 0; 2007 Qtr 3: 5; 2007 Qtr 4: 0; 2008 Qtr 1: 0; 2008 Qtr 2: 0; 2008 Qtr 3: 0; 2008 Qtr 4: 0 | 5
0 | 253085-Comm. HP <65k three phase unitary ER |  | 7 | Commercial | 12-MBT-Manufacturing–Bio/Tech-COOL | 0 |  |  |  |  | 959.2869 | 0 | 85 | 0 | 0 | 874.2869 | 333.947 |  | kWh | 0.15748 | 0 | Commercial |  | Annual | [5 empty] | 15 | 0.8 |  |  |  | 1 | 0 | 5 | 0 | 0 | 0 | 0 | 0 | 0 | 0 | 0 | 0 | 2006 Qtr 1: 0; 2006 Qtr 2: 0; 2006 Qtr 3: 0; 2006 Qtr 4: 0; 2007 Qtr 1: 0; 2007 Qtr 2: 0; 2007 Qtr 3: 5; 2007 Qtr 4: 0; 2008 Qtr 1: 0; 2008 Qtr 2: 0; 2008 Qtr 3: 0; 2008 Qtr 4: 0 | 5
0 | 253085-Comm. HP <65k three phase unitary ER |  | 7 | Commercial | 01-ALC-AllCommercial-Cooling | 0 |  |  |  |  | 959.2869 | 0 | 30 | 0 | 0 | 929.2869 | 333.947 |  | kWh | 0.15748 | 0 | Commercial |  | Annual | [5 empty] | 15 | 0.8 |  |  |  | 1 | 0 | 3 | 0 | 0 | 0 | 0 | 0 | 0 | 0 | 0 | 0 | 2006 Qtr 1: 0; 2006 Qtr 2: 0; 2006 Qtr 3: 0; 2006 Qtr 4: 0; 2007 Qtr 1: 0; 2007 Qtr 2: 0; 2007 Qtr 3: 3; 2007 Qtr 4: 0; 2008 Qtr 1: 0; 2008 Qtr 2: 0; 2008 Qtr 3: 0; 2008 Qtr 4: 0 | 3
0 | 253085-Comm. HP <65k three phase unitary ER |  | 7 | Commercial | 01-ALC-AllCommercial-Cooling | 0 |  |  |  |  | 959.2869 | 0 | 30 | 0 | 0 | 929.2869 | 333.947 |  | kWh | 0.15748 | 0 | Commercial |  | Annual | [5 empty] | 15 | 0.8 |  |  |  | 1 | 0 | 3 | 0 | 0 | 0 | 0 | 0 | 0 | 0 | 0 | 0 | 2006 Qtr 1: 0; 2006 Qtr 2: 0; 2006 Qtr 3: 0; 2006 Qtr 4: 0; 2007 Qtr 1: 0; 2007 Qtr 2: 0; 2007 Qtr 3: 3; 2007 Qtr 4: 0; 2008 Qtr 1: 0; 2008 Qtr 2: 0; 2008 Qtr 3: 0; 2008 Qtr 4: 0 | 3
0 | 253085-Comm. HP <65k three phase unitary ER |  | 7 | Commercial | 01-ALC-AllCommercial-Cooling | 0 |  |  |  |  | 959.2869 | 0 | 30 | 0 | 0 | 929.2869 | 333.947 |  | kWh | 0.15748 | 0 | Commercial |  | Annual | [5 empty] | 15 | 0.8 |  |  |  | 1 | 0 | 3 | 0 | 0 | 0 | 0 | 0 | 0 | 0 | 0 | 0 | 2006 Qtr 1: 0; 2006 Qtr 2: 0; 2006 Qtr 3: 0; 2006 Qtr 4: 0; 2007 Qtr 1: 0; 2007 Qtr 2: 0; 2007 Qtr 3: 3; 2007 Qtr 4: 0; 2008 Qtr 1: 0; 2008 Qtr 2: 0; 2008 Qtr 3: 0; 2008 Qtr 4: 0 | 3
0 | 253085-Comm. HP <65k three phase unitary ER |  | 7 | Commercial | 01-ALC-AllCommercial-Cooling | 0 |  |  |  |  | 959.2869 | 0 | 30 | 0 | 0 | 929.2869 | 333.947 |  | kWh | 0.15748 | 0 | Commercial |  | Annual | [5 empty] | 15 | 0.8 |  |  |  | 1 | 0 | 3 | 0 | 0 | 0 | 0 | 0 | 0 | 0 | 0 | 0 | 2006 Qtr 1: 0; 2006 Qtr 2: 0; 2006 Qtr 3: 0; 2006 Qtr 4: 0; 2007 Qtr 1: 0; 2007 Qtr 2: 0; 2007 Qtr 3: 3; 2007 Qtr 4: 0; 2008 Qtr 1: 0; 2008 Qtr 2: 0; 2008 Qtr 3: 0; 2008 Qtr 4: 0 | 3
0 | 253085-Comm. HP <65k three phase unitary ER |  | 7 | Commercial | 01-ALC-AllCommercial-Cooling | 0 |  |  |  |  | 959.2869 | 0 | 30 | 0 | 0 | 929.2869 | 333.947 |  | kWh | 0.15748 | 0 | Commercial |  | Annual | [5 empty] | 15 | 0.8 |  |  |  | 1 | 0 | 5 | 0 | 0 | 0 | 0 | 0 | 0 | 0 | 0 | 0 | 2006 Qtr 1: 0; 2006 Qtr 2: 0; 2006 Qtr 3: 0; 2006 Qtr 4: 0; 2007 Qtr 1: 0; 2007 Qtr 2: 0; 2007 Qtr 3: 5; 2007 Qtr 4: 0; 2008 Qtr 1: 0; 2008 Qtr 2: 0; 2008 Qtr 3: 0; 2008 Qtr 4: 0 | 5
0 | 253085-Comm. HP <65k three phase unitary ER |  | 7 | Commercial | 01-ALC-AllCommercial-Cooling | 0 |  |  |  |  | 959.2869 | 0 | 85 | 0 | 0 | 874.2869 | 333.947 |  | kWh | 0.15748 | 0 | Commercial |  | Annual | [5 empty] | 15 | 0.8 |  |  |  | 1 | 0 | 5 | 0 | 0 | 0 | 0 | 0 | 0 | 0 | 0 | 0 | 2006 Qtr 1: 0; 2006 Qtr 2: 0; 2006 Qtr 3: 0; 2006 Qtr 4: 0; 2007 Qtr 1: 0; 2007 Qtr 2: 0; 2007 Qtr 3: 5; 2007 Qtr 4: 0; 2008 Qtr 1: 0; 2008 Qtr 2: 0; 2008 Qtr 3: 0; 2008 Qtr 4: 0 | 5
0 | 253085-Comm. HP <65k three phase unitary ER |  | 7 | Commercial | 01-ALC-AllCommercial-Cooling | 0 |  |  |  |  | 959.2869 | 0 | 85 | 0 | 0 | 874.2869 | 333.947 |  | kWh | 0.15748 | 0 | Commercial |  | Annual | [5 empty] | 15 | 0.8 |  |  |  | 1 | 0 | 5 | 0 | 0 | 0 | 0 | 0 | 0 | 0 | 0 | 0 | 2006 Qtr 1: 0; 2006 Qtr 2: 0; 2006 Qtr 3: 0; 2006 Qtr 4: 0; 2007 Qtr 1: 0; 2007 Qtr 2: 0; 2007 Qtr 3: 5; 2007 Qtr 4: 0; 2008 Qtr 1: 0; 2008 Qtr 2: 0; 2008 Qtr 3: 0; 2008 Qtr 4: 0 | 5
0 | 253085-Comm. HP <65k three phase unitary ER |  | 7 | Commercial | 01-ALC-AllCommercial-Cooling | 0 |  |  |  |  | 959.2869 | 0 | 85 | 0 | 0 | 874.2869 | 333.947 |  | kWh | 0.15748 | 0 | Commercial |  | Annual | [5 empty] | 15 | 0.8 |  |  |  | 1 | 0 | 5 | 0 | 0 | 0 | 0 | 0 | 0 | 0 | 0 | 0 | 2006 Qtr 1: 0; 2006 Qtr 2: 0; 2006 Qtr 3: 0; 2006 Qtr 4: 0; 2007 Qtr 1: 0; 2007 Qtr 2: 0; 2007 Qtr 3: 5; 2007 Qtr 4: 0; 2008 Qtr 1: 0; 2008 Qtr 2: 0; 2008 Qtr 3: 0; 2008 Qtr 4: 0 | 5
0 | 253085-Comm. HP <65k three phase unitary ER |  | 7 | Commercial | 01-ALC-AllCommercial-Cooling | 0 |  |  |  |  | 959.2869 | 0 | 85 | 0 | 0 | 874.2869 | 333.947 |  | kWh | 0.15748 | 0 | Commercial |  | Annual | [5 empty] | 15 | 0.8 |  |  |  | 1 | 0 | 5 | 0 | 0 | 0 | 0 | 0 | 0 | 0 | 0 | 0 | 2006 Qtr 1: 0; 2006 Qtr 2: 0; 2006 Qtr 3: 0; 2006 Qtr 4: 0; 2007 Qtr 1: 0; 2007 Qtr 2: 0; 2007 Qtr 3: 5; 2007 Qtr 4: 0; 2008 Qtr 1: 0; 2008 Qtr 2: 0; 2008 Qtr 3: 0; 2008 Qtr 4: 0 | 5
0 | 253085-Comm. HP <65k three phase unitary ER |  | 7 | Commercial | 01-ALC-AllCommercial-Cooling | 0 |  |  |  |  | 959.2869 | 0 | 85 | 0 | 0 | 874.2869 | 333.947 |  | kWh | 0.15748 | 0 | Commercial |  | Annual | [5 empty] | 15 | 0.8 |  |  |  | 1 | 0 | 4 | 0 | 0 | 0 | 0 | 0 | 0 | 0 | 0 | 0 | 2006 Qtr 1: 0; 2006 Qtr 2: 0; 2006 Qtr 3: 0; 2006 Qtr 4: 0; 2007 Qtr 1: 0; 2007 Qtr 2: 0; 2007 Qtr 3: 4; 2007 Qtr 4: 0; 2008 Qtr 1: 0; 2008 Qtr 2: 0; 2008 Qtr 3: 0; 2008 Qtr 4: 0 | 4
0 | 253085-Comm. HP <65k three phase unitary ER |  | 7 | Commercial | 01-ALC-AllCommercial-Cooling | 0 |  |  |  |  | 959.2869 | 0 | 85 | 0 | 0 | 874.2869 | 333.947 |  | kWh | 0.15748 | 0 | Commercial |  | Annual | [5 empty] | 15 | 0.8 |  |  |  | 1 | 0 | 3 | 0 | 0 | 0 | 0 | 0 | 0 | 0 | 0 | 0 | 2006 Qtr 1: 0; 2006 Qtr 2: 0; 2006 Qtr 3: 0; 2006 Qtr 4: 0; 2007 Qtr 1: 0; 2007 Qtr 2: 0; 2007 Qtr 3: 3; 2007 Qtr 4: 0; 2008 Qtr 1: 0; 2008 Qtr 2: 0; 2008 Qtr 3: 0; 2008 Qtr 4: 0 | 3
0 | 253085-Comm. HP <65k three phase unitary ER |  | 7 | Commercial | 01-ALC-AllCommercial-Cooling | 0 |  |  |  |  | 959.2869 | 0 | 85 | 0 | 0 | 874.2869 | 333.947 |  | kWh | 0.15748 | 0 | Commercial |  | Annual | [5 empty] | 15 | 0.8 |  |  |  | 1 | 0 | 3 | 0 | 0 | 0 | 0 | 0 | 0 | 0 | 0 | 0 | 2006 Qtr 1: 0; 2006 Qtr 2: 0; 2006 Qtr 3: 0; 2006 Qtr 4: 0; 2007 Qtr 1: 0; 2007 Qtr 2: 0; 2007 Qtr 3: 3; 2007 Qtr 4: 0; 2008 Qtr 1: 0; 2008 Qtr 2: 0; 2008 Qtr 3: 0; 2008 Qtr 4: 0 | 3
0 | 253085-Comm. HP <65k three phase unitary ER |  | 7 | Commercial | 01-ALC-AllCommercial-Cooling | 0 |  |  |  |  | 959.2869 | 0 | 85 | 0 | 0 | 874.2869 | 333.947 |  | kWh | 0.15748 | 0 | Commercial |  | Annual | [5 empty] | 15 | 0.8 |  |  |  | 1 | 0 | 3 | 0 | 0 | 0 | 0 | 0 | 0 | 0 | 0 | 0 | 2006 Qtr 1: 0; 2006 Qtr 2: 0; 2006 Qtr 3: 0; 2006 Qtr 4: 0; 2007 Qtr 1: 0; 2007 Qtr 2: 0; 2007 Qtr 3: 3; 2007 Qtr 4: 0; 2008 Qtr 1: 0; 2008 Qtr 2: 0; 2008 Qtr 3: 0; 2008 Qtr 4: 0 | 3
0 | 253085-Comm. HP <65k three phase unitary ER |  | 7 | Commercial | 01-ALC-AllCommercial-Cooling | 0 |  |  |  |  | 959.2869 | 0 | 85 | 0 | 0 | 874.2869 | 333.947 |  | kWh | 0.15748 | 0 | Commercial |  | Annual | [5 empty] | 15 | 0.8 |  |  |  | 1 | 0 | 5 | 0 | 0 | 0 | 0 | 0 | 0 | 0 | 0 | 0 | 2006 Qtr 1: 0; 2006 Qtr 2: 0; 2006 Qtr 3: 0; 2006 Qtr 4: 0; 2007 Qtr 1: 0; 2007 Qtr 2: 0; 2007 Qtr 3: 0; 2007 Qtr 4: 5; 2008 Qtr 1: 0; 2008 Qtr 2: 0; 2008 Qtr 3: 0; 2008 Qtr 4: 0 | 5
0 | 253085-Comm. HP <65k three phase unitary ER |  | System | Commercial | 01-ALC-AllCommercial-Cooling | 0 |  |  |  |  | 959.2869 | 0 | 85 | 0 | 0 | 874.2869 | 333.947 |  | kWh | 0.15748 | 0 | Commercial |  | Annual | [5 empty] | 15 | 0.8 |  |  |  | 1 | 0 | 4 | 0 | 0 | 0 | 0 | 0 | 0 | 0 | 0 | 0 | 2006 Qtr 1: 0; 2006 Qtr 2: 0; 2006 Qtr 3: 0; 2006 Qtr 4: 0; 2007 Qtr 1: 0; 2007 Qtr 2: 0; 2007 Qtr 3: 0; 2007 Qtr 4: 4; 2008 Qtr 1: 0; 2008 Qtr 2: 0; 2008 Qtr 3: 0; 2008 Qtr 4: 0 | 4
0 | 253085-Comm. HP <65k three phase unitary ER |  | System | Commercial | 01-ALC-AllCommercial-Cooling | 0 |  |  |  |  | 959.2869 | 0 | 85 | 0 | 0 | 874.2869 | 333.947 |  | kWh | 0.15748 | 0 | Commercial |  | Annual | [5 empty] | 15 | 0.8 |  |  |  | 1 | 0 | 4 | 0 | 0 | 0 | 0 | 0 | 0 | 0 | 0 | 0 | 2006 Qtr 1: 0; 2006 Qtr 2: 0; 2006 Qtr 3: 0; 2006 Qtr 4: 0; 2007 Qtr 1: 0; 2007 Qtr 2: 0; 2007 Qtr 3: 0; 2007 Qtr 4: 4; 2008 Qtr 1: 0; 2008 Qtr 2: 0; 2008 Qtr 3: 0; 2008 Qtr 4: 0 | 4
0 | 253085-Comm. HP <65k three phase unitary ER |  | System | Commercial | 01-ALC-AllCommercial-Cooling | 0 |  |  |  |  | 959.2869 | 0 | 85 | 0 | 0 | 874.2869 | 333.947 |  | kWh | 0.15748 | 0 | Commercial |  | Annual | [5 empty] | 15 | 0.8 |  |  |  | 1 | 0 | 5 | 0 | 0 | 0 | 0 | 0 | 0 | 0 | 0 | 0 | 2006 Qtr 1: 0; 2006 Qtr 2: 0; 2006 Qtr 3: 0; 2006 Qtr 4: 0; 2007 Qtr 1: 0; 2007 Qtr 2: 0; 2007 Qtr 3: 0; 2007 Qtr 4: 5; 2008 Qtr 1: 0; 2008 Qtr 2: 0; 2008 Qtr 3: 0; 2008 Qtr 4: 0 | 5
0 | 253085-Comm. HP <65k three phase unitary ER |  | System | Commercial | 01-ALC-AllCommercial-Cooling | 0 |  |  |  |  | 959.2869 | 0 | 85 | 0 | 0 | 874.2869 | 333.947 |  | kWh | 0.15748 | 0 | Commercial |  | Annual | [5 empty] | 15 | 0.8 |  |  |  | 1 | 0 | 4 | 0 | 0 | 0 | 0 | 0 | 0 | 0 | 0 | 0 | 2006 Qtr 1: 0; 2006 Qtr 2: 0; 2006 Qtr 3: 0; 2006 Qtr 4: 0; 2007 Qtr 1: 0; 2007 Qtr 2: 0; 2007 Qtr 3: 0; 2007 Qtr 4: 4; 2008 Qtr 1: 0; 2008 Qtr 2: 0; 2008 Qtr 3: 0; 2008 Qtr 4: 0 | 4
0 | 253085-Comm. HP <65k three phase unitary ER |  | System | Commercial | 01-ALC-AllCommercial-Cooling | 0 |  |  |  |  | 959.2869 | 0 | 85 | 0 | 0 | 874.2869 | 333.947 |  | kWh | 0.15748 | 0 | Commercial |  | Annual | [5 empty] | 15 | 0.8 |  |  |  | 1 | 0 | 4 | 0 | 0 | 0 | 0 | 0 | 0 | 0 | 0 | 0 | 2006 Qtr 1: 0; 2006 Qtr 2: 0; 2006 Qtr 3: 0; 2006 Qtr 4: 0; 2007 Qtr 1: 0; 2007 Qtr 2: 0; 2007 Qtr 3: 0; 2007 Qtr 4: 4; 2008 Qtr 1: 0; 2008 Qtr 2: 0; 2008 Qtr 3: 0; 2008 Qtr 4: 0 | 4
0 | 253085-Comm. HP <65k three phase unitary ER |  | 7 | Commercial | 01-ALC-AllCommercial-Cooling | 0 |  |  |  |  | 959.2869 | 0 | 85 | 0 | 0 | 874.2869 | 333.947 |  | kWh | 0.15748 | 0 | Commercial |  | Annual | [5 empty] | 15 | 0.8 |  |  |  | 1 | 0 | 4 | 0 | 0 | 0 | 0 | 0 | 0 | 0 | 0 | 0 | 2006 Qtr 1: 0; 2006 Qtr 2: 0; 2006 Qtr 3: 0; 2006 Qtr 4: 0; 2007 Qtr 1: 0; 2007 Qtr 2: 0; 2007 Qtr 3: 0; 2007 Qtr 4: 4; 2008 Qtr 1: 0; 2008 Qtr 2: 0; 2008 Qtr 3: 0; 2008 Qtr 4: 0 | 4
0 | 253085-Comm. HP <65k three phase unitary ER |  | 7 | Commercial | 20-RFF-Restaurant–FastFood-Cooling | 0 |  |  |  |  | 959.2869 | 0 | 85 | 0 | 0 | 874.2869 | 333.947 |  | kWh | 0.15748 | 0 | Commercial |  | Annual | [5 empty] | 15 | 0.8 |  |  |  | 1 | 0 | 5 | 0 | 0 | 0 | 0 | 0 | 0 | 0 | 0 | 0 | 2006 Qtr 1: 0; 2006 Qtr 2: 0; 2006 Qtr 3: 0; 2006 Qtr 4: 0; 2007 Qtr 1: 0; 2007 Qtr 2: 0; 2007 Qtr 3: 0; 2007 Qtr 4: 5; 2008 Qtr 1: 0; 2008 Qtr 2: 0; 2008 Qtr 3: 0; 2008 Qtr 4: 0 | 5
0 | 253085-Comm. HP <65k three phase unitary ER |  | 7 | Commercial | 24-RTS-Retail–Small-COOL | 0 |  |  |  |  | 959.2869 | 0 | 99.1667 | 0 | 0 | 860.1202 | 333.947 |  | kWh | 0.15748 | 0 | Commercial |  | Annual | [5 empty] | 15 | 0.8 |  |  |  | 1 | 0 | 3 | 0 | 0 | 0 | 0 | 0 | 0 | 0 | 0 | 0 | 2006 Qtr 1: 0; 2006 Qtr 2: 0; 2006 Qtr 3: 0; 2006 Qtr 4: 0; 2007 Qtr 1: 0; 2007 Qtr 2: 0; 2007 Qtr 3: 0; 2007 Qtr 4: 3; 2008 Qtr 1: 0; 2008 Qtr 2: 0; 2008 Qtr 3: 0; 2008 Qtr 4: 0 | 3
0 | 253085-Comm. HP <65k three phase unitary ER |  | 7 | Commercial | 24-RTS-Retail–Small-COOL | 0 |  |  |  |  | 959.2869 | 0 | 99.1667 | 0 | 0 | 860.1202 | 333.947 |  | kWh | 0.15748 | 0 | Commercial |  | Annual | [5 empty] | 15 | 0.8 |  |  |  | 1 | 0 | 3 | 0 | 0 | 0 | 0 | 0 | 0 | 0 | 0 | 0 | 2006 Qtr 1: 0; 2006 Qtr 2: 0; 2006 Qtr 3: 0; 2006 Qtr 4: 0; 2007 Qtr 1: 0; 2007 Qtr 2: 0; 2007 Qtr 3: 0; 2007 Qtr 4: 3; 2008 Qtr 1: 0; 2008 Qtr 2: 0; 2008 Qtr 3: 0; 2008 Qtr 4: 0 | 3
0 | 253085-Comm. HP <65k three phase unitary ER |  | 7 | Commercial | 24-RTS-Retail–Small-COOL | 0 |  |  |  |  | 959.2869 | 0 | 85 | 0 | 0 | 874.2869 | 333.947 |  | kWh | 0.15748 | 0 | Commercial |  | Annual | [5 empty] | 15 | 0.8 |  |  |  | 1 | 0 | 4 | 0 | 0 | 0 | 0 | 0 | 0 | 0 | 0 | 0 | 2006 Qtr 1: 0; 2006 Qtr 2: 0; 2006 Qtr 3: 0; 2006 Qtr 4: 0; 2007 Qtr 1: 0; 2007 Qtr 2: 0; 2007 Qtr 3: 0; 2007 Qtr 4: 4; 2008 Qtr 1: 0; 2008 Qtr 2: 0; 2008 Qtr 3: 0; 2008 Qtr 4: 0 | 4
0 | 253085-Comm. HP <65k three phase unitary ER |  | System | Commercial | 01-ALC-AllCommercial-Cooling | 0 |  |  |  |  | 959.2869 | 0 | 85 | 0 | 0 | 874.2869 | 333.947 |  | kWh | 0.15748 | 0 | Commercial |  | Annual | [5 empty] | 15 | 0.8 |  |  |  | 1 | 0 | 3 | 0 | 0 | 0 | 0 | 0 | 0 | 0 | 0 | 0 | 2006 Qtr 1: 0; 2006 Qtr 2: 0; 2006 Qtr 3: 0; 2006 Qtr 4: 0; 2007 Qtr 1: 0; 2007 Qtr 2: 0; 2007 Qtr 3: 0; 2007 Qtr 4: 3; 2008 Qtr 1: 0; 2008 Qtr 2: 0; 2008 Qtr 3: 0; 2008 Qtr 4: 0 | 3
0 | 253085-Comm. HP <65k three phase unitary ER |  | System | Commercial | 01-ALC-AllCommercial-Cooling | 0 |  |  |  |  | 959.2869 | 0 | 85 | 0 | 0 | 874.2869 | 333.947 |  | kWh | 0.15748 | 0 | Commercial |  | Annual | [5 empty] | 15 | 0.8 |  |  |  | 1 | 0 | 5 | 0 | 0 | 0 | 0 | 0 | 0 | 0 | 0 | 0 | 2006 Qtr 1: 0; 2006 Qtr 2: 0; 2006 Qtr 3: 0; 2006 Qtr 4: 0; 2007 Qtr 1: 0; 2007 Qtr 2: 0; 2007 Qtr 3: 0; 2007 Qtr 4: 5; 2008 Qtr 1: 0; 2008 Qtr 2: 0; 2008 Qtr 3: 0; 2008 Qtr 4: 0 | 5
0 | 253085-Comm. HP <65k three phase unitary ER |  | System | Commercial | 01-ALC-AllCommercial-Cooling | 0 |  |  |  |  | 959.2869 | 0 | 85 | 0 | 0 | 874.2869 | 333.947 |  | kWh | 0.15748 | 0 | Commercial |  | Annual | [5 empty] | 15 | 0.8 |  |  |  | 1 | 0 | 3 | 0 | 0 | 0 | 0 | 0 | 0 | 0 | 0 | 0 | 2006 Qtr 1: 0; 2006 Qtr 2: 0; 2006 Qtr 3: 0; 2006 Qtr 4: 0; 2007 Qtr 1: 0; 2007 Qtr 2: 0; 2007 Qtr 3: 0; 2007 Qtr 4: 3; 2008 Qtr 1: 0; 2008 Qtr 2: 0; 2008 Qtr 3: 0; 2008 Qtr 4: 0 | 3
0 | 253085-Comm. HP <65k three phase unitary ER |  | System | Commercial | 01-ALC-AllCommercial-Cooling | 0 |  |  |  |  | 959.2869 | 0 | 85 | 0 | 0 | 874.2869 | 333.947 |  | kWh | 0.15748 | 0 | Commercial |  | Annual | [5 empty] | 15 | 0.8 |  |  |  | 1 | 0 | 5 | 0 | 0 | 0 | 0 | 0 | 0 | 0 | 0 | 0 | 2006 Qtr 1: 0; 2006 Qtr 2: 0; 2006 Qtr 3: 0; 2006 Qtr 4: 0; 2007 Qtr 1: 0; 2007 Qtr 2: 0; 2007 Qtr 3: 0; 2007 Qtr 4: 5; 2008 Qtr 1: 0; 2008 Qtr 2: 0; 2008 Qtr 3: 0; 2008 Qtr 4: 0 | 5
0 | 253085-Comm. HP <65k three phase unitary ER |  | 7 | Commercial | 20-RFF-Restaurant–FastFood-Cooling | 0 |  |  |  |  | 959.2869 | 0 | 85 | 0 | 0 | 874.2869 | 333.947 |  | kWh | 0.15748 | 0 | Commercial |  | Annual | [5 empty] | 15 | 0.8 |  |  |  | 1 | 0 | 5 | 0 | 0 | 0 | 0 | 0 | 0 | 0 | 0 | 0 | 2006 Qtr 1: 0; 2006 Qtr 2: 0; 2006 Qtr 3: 0; 2006 Qtr 4: 0; 2007 Qtr 1: 0; 2007 Qtr 2: 0; 2007 Qtr 3: 0; 2007 Qtr 4: 5; 2008 Qtr 1: 0; 2008 Qtr 2: 0; 2008 Qtr 3: 0; 2008 Qtr 4: 0 | 5
0 | 253085-Comm. HP <65k three phase unitary ER |  | 7 | Commercial | 20-RFF-Restaurant–FastFood-Cooling | 0 |  |  |  |  | 959.2869 | 0 | 85 | 0 | 0 | 874.2869 | 333.947 |  | kWh | 0.15748 | 0 | Commercial |  | Annual | [5 empty] | 15 | 0.8 |  |  |  | 1 | 0 | 5 | 0 | 0 | 0 | 0 | 0 | 0 | 0 | 0 | 0 | 2006 Qtr 1: 0; 2006 Qtr 2: 0; 2006 Qtr 3: 0; 2006 Qtr 4: 0; 2007 Qtr 1: 0; 2007 Qtr 2: 0; 2007 Qtr 3: 0; 2007 Qtr 4: 5; 2008 Qtr 1: 0; 2008 Qtr 2: 0; 2008 Qtr 3: 0; 2008 Qtr 4: 0 | 5
0 | 253085-Comm. HP <65k three phase unitary ER |  | System | Commercial | 01-ALC-AllCommercial-Cooling | 0 |  |  |  |  | 959.2869 | 0 | 85 | 0 | 0 | 874.2869 | 333.947 |  | kWh | 0.15748 | 0 | Commercial |  | Annual | [5 empty] | 15 | 0.8 |  |  |  | 1 | 0 | 5 | 0 | 0 | 0 | 0 | 0 | 0 | 0 | 0 | 0 | 2006 Qtr 1: 0; 2006 Qtr 2: 0; 2006 Qtr 3: 0; 2006 Qtr 4: 0; 2007 Qtr 1: 0; 2007 Qtr 2: 0; 2007 Qtr 3: 0; 2007 Qtr 4: 5; 2008 Qtr 1: 0; 2008 Qtr 2: 0; 2008 Qtr 3: 0; 2008 Qtr 4: 0 | 5
0 | 253085-Comm. HP <65k three phase unitary ER |  | System | Commercial | 01-ALC-AllCommercial-Cooling | 0 |  |  |  |  | 959.2869 | 0 | 85 | 0 | 0 | 874.2869 | 333.947 |  | kWh | 0.15748 | 0 | Commercial |  | Annual | [5 empty] | 15 | 0.8 |  |  |  | 1 | 0 | 3 | 0 | 0 | 0 | 0 | 0 | 0 | 0 | 0 | 0 | 2006 Qtr 1: 0; 2006 Qtr 2: 0; 2006 Qtr 3: 0; 2006 Qtr 4: 0; 2007 Qtr 1: 0; 2007 Qtr 2: 0; 2007 Qtr 3: 0; 2007 Qtr 4: 3; 2008 Qtr 1: 0; 2008 Qtr 2: 0; 2008 Qtr 3: 0; 2008 Qtr 4: 0 | 3
0 | 253085-Comm. HP <65k three phase unitary ER |  | System | Commercial | 01-ALC-AllCommercial-Cooling | 0 |  |  |  |  | 959.2869 | 0 | 85 | 0 | 0 | 874.2869 | 333.947 |  | kWh | 0.15748 | 0 | Commercial |  | Annual | [5 empty] | 15 | 0.8 |  |  |  | 1 | 0 | 5 | 0 | 0 | 0 | 0 | 0 | 0 | 0 | 0 | 0 | 2006 Qtr 1: 0; 2006 Qtr 2: 0; 2006 Qtr 3: 0; 2006 Qtr 4: 0; 2007 Qtr 1: 0; 2007 Qtr 2: 0; 2007 Qtr 3: 0; 2007 Qtr 4: 5; 2008 Qtr 1: 0; 2008 Qtr 2: 0; 2008 Qtr 3: 0; 2008 Qtr 4: 0 | 5
0 | 253085-Comm. HP <65k three phase unitary ER |  | 7 | Commercial | 01-ALC-AllCommercial-Cooling | 0 |  |  |  |  | 959.2869 | 0 | 85 | 0 | 0 | 874.2869 | 333.947 |  | kWh | 0.15748 | 0 | Commercial |  | Annual | [5 empty] | 15 | 0.8 |  |  |  | 1 | 0 | 5 | 0 | 0 | 0 | 0 | 0 | 0 | 0 | 0 | 0 | 2006 Qtr 1: 0; 2006 Qtr 2: 0; 2006 Qtr 3: 0; 2006 Qtr 4: 0; 2007 Qtr 1: 0; 2007 Qtr 2: 0; 2007 Qtr 3: 0; 2007 Qtr 4: 5; 2008 Qtr 1: 0; 2008 Qtr 2: 0; 2008 Qtr 3: 0; 2008 Qtr 4: 0 | 5
0 | 253085-Comm. HP <65k three phase unitary ER |  | 7 | Commercial | 01-ALC-AllCommercial-Cooling | 0 |  |  |  |  | 959.2869 | 0 | 85 | 0 | 0 | 874.2869 | 333.947 |  | kWh | 0.15748 | 0 | Commercial |  | Annual | [5 empty] | 15 | 0.8 |  |  |  | 1 | 0 | 4 | 0 | 0 | 0 | 0 | 0 | 0 | 0 | 0 | 0 | 2006 Qtr 1: 0; 2006 Qtr 2: 0; 2006 Qtr 3: 0; 2006 Qtr 4: 0; 2007 Qtr 1: 0; 2007 Qtr 2: 0; 2007 Qtr 3: 0; 2007 Qtr 4: 4; 2008 Qtr 1: 0; 2008 Qtr 2: 0; 2008 Qtr 3: 0; 2008 Qtr 4: 0 | 4
0 | 253085-Comm. HP <65k three phase unitary ER |  | 7 | Commercial | 01-ALC-AllCommercial-Cooling | 0 |  |  |  |  | 959.2869 | 0 | 85 | 0 | 0 | 874.2869 | 333.947 |  | kWh | 0.15748 | 0 | Commercial |  | Annual | [5 empty] | 15 | 0.8 |  |  |  | 1 | 0 | 5 | 0 | 0 | 0 | 0 | 0 | 0 | 0 | 0 | 0 | 2006 Qtr 1: 0; 2006 Qtr 2: 0; 2006 Qtr 3: 0; 2006 Qtr 4: 0; 2007 Qtr 1: 0; 2007 Qtr 2: 0; 2007 Qtr 3: 0; 2007 Qtr 4: 5; 2008 Qtr 1: 0; 2008 Qtr 2: 0; 2008 Qtr 3: 0; 2008 Qtr 4: 0 | 5
0 | 253085-Comm. HP <65k three phase unitary ER |  | 7 | Commercial | 01-ALC-AllCommercial-Cooling | 0 |  |  |  |  | 959.2869 | 0 | 85 | 0 | 0 | 874.2869 | 333.947 |  | kWh | 0.15748 | 0 | Commercial |  | Annual | [5 empty] | 15 | 0.8 |  |  |  | 1 | 0 | 5 | 0 | 0 | 0 | 0 | 0 | 0 | 0 | 0 | 0 | 2006 Qtr 1: 0; 2006 Qtr 2: 0; 2006 Qtr 3: 0; 2006 Qtr 4: 0; 2007 Qtr 1: 0; 2007 Qtr 2: 0; 2007 Qtr 3: 0; 2007 Qtr 4: 5; 2008 Qtr 1: 0; 2008 Qtr 2: 0; 2008 Qtr 3: 0; 2008 Qtr 4: 0 | 5
0 | 253085-Comm. HP <65k three phase unitary ER |  | 7 | Commercial | 01-ALC-AllCommercial-Cooling | 0 |  |  |  |  | 959.2869 | 0 | 85 | 0 | 0 | 874.2869 | 333.947 |  | kWh | 0.15748 | 0 | Commercial |  | Annual | [5 empty] | 15 | 0.8 |  |  |  | 1 | 0 | 5 | 0 | 0 | 0 | 0 | 0 | 0 | 0 | 0 | 0 | 2006 Qtr 1: 0; 2006 Qtr 2: 0; 2006 Qtr 3: 0; 2006 Qtr 4: 0; 2007 Qtr 1: 0; 2007 Qtr 2: 0; 2007 Qtr 3: 0; 2007 Qtr 4: 5; 2008 Qtr 1: 0; 2008 Qtr 2: 0; 2008 Qtr 3: 0; 2008 Qtr 4: 0 | 5
0 | 253085-Comm. HP <65k three phase unitary ER |  | 7 | Commercial | 01-ALC-AllCommercial-Cooling | 0 |  |  |  |  | 959.2869 | 0 | 85 | 0 | 0 | 874.2869 | 333.947 |  | kWh | 0.15748 | 0 | Commercial |  | Annual | [5 empty] | 15 | 0.8 |  |  |  | 1 | 0 | 5 | 0 | 0 | 0 | 0 | 0 | 0 | 0 | 0 | 0 | 2006 Qtr 1: 0; 2006 Qtr 2: 0; 2006 Qtr 3: 0; 2006 Qtr 4: 0; 2007 Qtr 1: 0; 2007 Qtr 2: 0; 2007 Qtr 3: 0; 2007 Qtr 4: 5; 2008 Qtr 1: 0; 2008 Qtr 2: 0; 2008 Qtr 3: 0; 2008 Qtr 4: 0 | 5
0 | 253085-Comm. HP <65k three phase unitary ER |  | 7 | Commercial | 01-ALC-AllCommercial-Cooling | 0 |  |  |  |  | 959.2869 | 0 | 85 | 0 | 0 | 874.2869 | 333.947 |  | kWh | 0.15748 | 0 | Commercial |  | Annual | [5 empty] | 15 | 0.8 |  |  |  | 1 | 0 | 3 | 0 | 0 | 0 | 0 | 0 | 0 | 0 | 0 | 0 | 2006 Qtr 1: 0; 2006 Qtr 2: 0; 2006 Qtr 3: 0; 2006 Qtr 4: 0; 2007 Qtr 1: 0; 2007 Qtr 2: 0; 2007 Qtr 3: 0; 2007 Qtr 4: 3; 2008 Qtr 1: 0; 2008 Qtr 2: 0; 2008 Qtr 3: 0; 2008 Qtr 4: 0 | 3
0 | 253085-Comm. HP <65k three phase unitary ER |  | 7 | Commercial | 01-ALC-AllCommercial-Cooling | 0 |  |  |  |  | 959.2869 | 0 | 85 | 0 | 0 | 874.2869 | 333.947 |  | kWh | 0.15748 | 0 | Commercial |  | Annual | [5 empty] | 15 | 0.8 |  |  |  | 1 | 0 | 3 | 0 | 0 | 0 | 0 | 0 | 0 | 0 | 0 | 0 | 2006 Qtr 1: 0; 2006 Qtr 2: 0; 2006 Qtr 3: 0; 2006 Qtr 4: 0; 2007 Qtr 1: 0; 2007 Qtr 2: 0; 2007 Qtr 3: 0; 2007 Qtr 4: 3; 2008 Qtr 1: 0; 2008 Qtr 2: 0; 2008 Qtr 3: 0; 2008 Qtr 4: 0 | 3
0 | 253086-Comm. HP <65k three phase unitary ER |  | 7 | Commercial | 01-ALC-AllCommercial-Cooling | 0 |  |  |  |  | 959.2869 | 0 | 85 | 0 | 0 | 874.2869 | 416.612 |  | kWh | 0.22516 | 0 | Commercial |  | Annual | [5 empty] | 15 | 0.8 |  |  |  | 1 | 0 | 4 | 0 | 0 | 0 | 0 | 0 | 0 | 0 | 0 | 0 | 2006 Qtr 1: 0; 2006 Qtr 2: 0; 2006 Qtr 3: 0; 2006 Qtr 4: 0; 2007 Qtr 1: 0; 2007 Qtr 2: 0; 2007 Qtr 3: 4; 2007 Qtr 4: 0; 2008 Qtr 1: 0; 2008 Qtr 2: 0; 2008 Qtr 3: 0; 2008 Qtr 4: 0 | 4
0 | 253086-Comm. HP <65k three phase unitary ER |  | 10 | Commercial | 01-ALC-AllCommercial-Cooling | 0 |  |  |  |  | 959.2869 | 0 | 85 | 0 | 0 | 874.2869 | 416.612 |  | kWh | 0.22516 | 0 | Commercial |  | Annual | [5 empty] | 15 | 0.8 |  |  |  | 1 | 0 | 4 | 0 | 0 | 0 | 0 | 0 | 0 | 0 | 0 | 0 | 2006 Qtr 1: 0; 2006 Qtr 2: 0; 2006 Qtr 3: 0; 2006 Qtr 4: 0; 2007 Qtr 1: 0; 2007 Qtr 2: 0; 2007 Qtr 3: 4; 2007 Qtr 4: 0; 2008 Qtr 1: 0; 2008 Qtr 2: 0; 2008 Qtr 3: 0; 2008 Qtr 4: 0 | 4
0 | 253086-Comm. HP <65k three phase unitary ER |  | 10 | Commercial | 01-ALC-AllCommercial-Cooling | 0 |  |  |  |  | 959.2869 | 0 | 85 | 0 | 0 | 874.2869 | 416.612 |  | kWh | 0.22516 | 0 | Commercial |  | Annual | [5 empty] | 15 | 0.8 |  |  |  | 1 | 0 | 4 | 0 | 0 | 0 | 0 | 0 | 0 | 0 | 0 | 0 | 2006 Qtr 1: 0; 2006 Qtr 2: 0; 2006 Qtr 3: 0; 2006 Qtr 4: 0; 2007 Qtr 1: 0; 2007 Qtr 2: 0; 2007 Qtr 3: 0; 2007 Qtr 4: 4; 2008 Qtr 1: 0; 2008 Qtr 2: 0; 2008 Qtr 3: 0; 2008 Qtr 4: 0 | 4
0 | 253086-Comm. HP <65k three phase unitary ER |  | 10 | Commercial | 01-ALC-AllCommercial-Cooling | 0 |  |  |  |  | 959.2869 | 0 | 85 | 0 | 0 | 874.2869 | 416.612 |  | kWh | 0.22516 | 0 | Commercial |  | Annual | [5 empty] | 15 | 0.8 |  |  |  | 1 | 0 | 3 | 0 | 0 | 0 | 0 | 0 | 0 | 0 | 0 | 0 | 2006 Qtr 1: 0; 2006 Qtr 2: 0; 2006 Qtr 3: 0; 2006 Qtr 4: 0; 2007 Qtr 1: 0; 2007 Qtr 2: 0; 2007 Qtr 3: 0; 2007 Qtr 4: 3; 2008 Qtr 1: 0; 2008 Qtr 2: 0; 2008 Qtr 3: 0; 2008 Qtr 4: 0 | 3
0 | 253086-Comm. HP <65k three phase unitary ER |  | 10 | Commercial | 01-ALC-AllCommercial-Cooling | 0 |  |  |  |  | 959.2869 | 0 | 85 | 0 | 0 | 874.2869 | 416.612 |  | kWh | 0.22516 | 0 | Commercial |  | Annual | [5 empty] | 15 | 0.8 |  |  |  | 1 | 0 | 4 | 0 | 0 | 0 | 0 | 0 | 0 | 0 | 0 | 0 | 2006 Qtr 1: 0; 2006 Qtr 2: 0; 2006 Qtr 3: 0; 2006 Qtr 4: 0; 2007 Qtr 1: 0; 2007 Qtr 2: 0; 2007 Qtr 3: 4; 2007 Qtr 4: 0; 2008 Qtr 1: 0; 2008 Qtr 2: 0; 2008 Qtr 3: 0; 2008 Qtr 4: 0 | 4
0 | 253086-Comm. HP <65k three phase unitary ER |  | 10 | Commercial | 24-RTS-Retail–Small-COOL | 0 |  |  |  |  | 959.2869 | 0 | 85 | 0 | 0 | 874.2869 | 416.612 |  | kWh | 0.22516 | 0 | Commercial |  | Annual | [5 empty] | 15 | 0.8 |  |  |  | 1 | 0 | 5 | 0 | 0 | 0 | 0 | 0 | 0 | 0 | 0 | 0 | 2006 Qtr 1: 0; 2006 Qtr 2: 0; 2006 Qtr 3: 0; 2006 Qtr 4: 0; 2007 Qtr 1: 0; 2007 Qtr 2: 0; 2007 Qtr 3: 5; 2007 Qtr 4: 0; 2008 Qtr 1: 0; 2008 Qtr 2: 0; 2008 Qtr 3: 0; 2008 Qtr 4: 0 | 5
0 | 253086-Comm. HP <65k three phase unitary ER |  | 10 | Commercial | 24-RTS-Retail–Small-COOL | 0 |  |  |  |  | 959.2869 | 0 | 85 | 0 | 0 | 874.2869 | 416.612 |  | kWh | 0.22516 | 0 | Commercial |  | Annual | [5 empty] | 15 | 0.8 |  |  |  | 1 | 0 | 5 | 0 | 0 | 0 | 0 | 0 | 0 | 0 | 0 | 0 | 2006 Qtr 1: 0; 2006 Qtr 2: 0; 2006 Qtr 3: 0; 2006 Qtr 4: 0; 2007 Qtr 1: 0; 2007 Qtr 2: 0; 2007 Qtr 3: 5; 2007 Qtr 4: 0; 2008 Qtr 1: 0; 2008 Qtr 2: 0; 2008 Qtr 3: 0; 2008 Qtr 4: 0 | 5
0 | 253086-Comm. HP <65k three phase unitary ER |  | 7 | Commercial | 01-ALC-AllCommercial-Cooling | 0 |  |  |  |  | 959.2869 | 0 | 85 | 0 | 0 | 874.2869 | 416.612 |  | kWh | 0.22516 | 0 | Commercial |  | Annual | [5 empty] | 15 | 0.8 |  |  |  | 1 | 0 | 4 | 0 | 0 | 0 | 0 | 0 | 0 | 0 | 0 | 0 | 2006 Qtr 1: 0; 2006 Qtr 2: 0; 2006 Qtr 3: 0; 2006 Qtr 4: 0; 2007 Qtr 1: 0; 2007 Qtr 2: 0; 2007 Qtr 3: 4; 2007 Qtr 4: 0; 2008 Qtr 1: 0; 2008 Qtr 2: 0; 2008 Qtr 3: 0; 2008 Qtr 4: 0 | 4
0 | 253086-Comm. HP <65k three phase unitary ER |  | 10 | Commercial | 01-ALC-AllCommercial-Cooling | 0 |  |  |  |  | 959.2869 | 0 | 85 | 0 | 0 | 874.2869 | 416.612 |  | kWh | 0.22516 | 0 | Commercial |  | Annual | [5 empty] | 15 | 0.8 |  |  |  | 1 | 0 | 4 | 0 | 0 | 0 | 0 | 0 | 0 | 0 | 0 | 0 | 2006 Qtr 1: 0; 2006 Qtr 2: 0; 2006 Qtr 3: 0; 2006 Qtr 4: 0; 2007 Qtr 1: 0; 2007 Qtr 2: 0; 2007 Qtr 3: 4; 2007 Qtr 4: 0; 2008 Qtr 1: 0; 2008 Qtr 2: 0; 2008 Qtr 3: 0; 2008 Qtr 4: 0 | 4
0 | 253086-Comm. HP <65k three phase unitary ER |  | 10 | Commercial | 24-RTS-Retail–Small-COOL | 0 |  |  |  |  | 959.2869 | 0 | 85 | 0 | 0 | 874.2869 | 416.612 |  | kWh | 0.22516 | 0 | Commercial |  | Annual | [5 empty] | 15 | 0.8 |  |  |  | 1 | 0 | 5 | 0 | 0 | 0 | 0 | 0 | 0 | 0 | 0 | 0 | 2006 Qtr 1: 0; 2006 Qtr 2: 0; 2006 Qtr 3: 0; 2006 Qtr 4: 0; 2007 Qtr 1: 0; 2007 Qtr 2: 0; 2007 Qtr 3: 5; 2007 Qtr 4: 0; 2008 Qtr 1: 0; 2008 Qtr 2: 0; 2008 Qtr 3: 0; 2008 Qtr 4: 0 | 5
0 | 253086-Comm. HP <65k three phase unitary ER |  | 10 | Commercial | 01-ALC-AllCommercial-Cooling | 0 |  |  |  |  | 959.2869 | 0 | 85 | 0 | 0 | 874.2869 | 416.612 |  | kWh | 0.22516 | 0 | Commercial |  | Annual | [5 empty] | 15 | 0.8 |  |  |  | 1 | 0 | 3 | 0 | 0 | 0 | 0 | 0 | 0 | 0 | 0 | 0 | 2006 Qtr 1: 0; 2006 Qtr 2: 0; 2006 Qtr 3: 0; 2006 Qtr 4: 0; 2007 Qtr 1: 0; 2007 Qtr 2: 0; 2007 Qtr 3: 0; 2007 Qtr 4: 3; 2008 Qtr 1: 0; 2008 Qtr 2: 0; 2008 Qtr 3: 0; 2008 Qtr 4: 0 | 3
0 | 253086-Comm. HP <65k three phase unitary ER |  | 10 | Commercial | 20-RFF-Restaurant–FastFood-Cooling | 0 |  |  |  |  | 959.2869 | 0 | 85 | 0 | 0 | 874.2869 | 416.612 |  | kWh | 0.22516 | 0 | Commercial |  | Annual | [5 empty] | 15 | 0.8 |  |  |  | 1 | 0 | 5 | 0 | 0 | 0 | 0 | 0 | 0 | 0 | 0 | 0 | 2006 Qtr 1: 0; 2006 Qtr 2: 0; 2006 Qtr 3: 0; 2006 Qtr 4: 0; 2007 Qtr 1: 0; 2007 Qtr 2: 0; 2007 Qtr 3: 0; 2007 Qtr 4: 5; 2008 Qtr 1: 0; 2008 Qtr 2: 0; 2008 Qtr 3: 0; 2008 Qtr 4: 0 | 5
0 | 253086-Comm. HP <65k three phase unitary ER |  | 7 | Commercial | 01-ALC-AllCommercial-Cooling | 0 |  |  |  |  | 959.2869 | 0 | 85 | 0 | 0 | 874.2869 | 416.612 |  | kWh | 0.22516 | 0 | Commercial |  | Annual | [5 empty] | 15 | 0.8 |  |  |  | 1 | 0 | 5 | 0 | 0 | 0 | 0 | 0 | 0 | 0 | 0 | 0 | 2006 Qtr 1: 0; 2006 Qtr 2: 0; 2006 Qtr 3: 0; 2006 Qtr 4: 0; 2007 Qtr 1: 0; 2007 Qtr 2: 0; 2007 Qtr 3: 0; 2007 Qtr 4: 5; 2008 Qtr 1: 0; 2008 Qtr 2: 0; 2008 Qtr 3: 0; 2008 Qtr 4: 0 | 5
0 | 253086-Comm. HP <65k three phase unitary ER |  | 10 | Commercial | 20-RFF-Restaurant–FastFood-Cooling | 0 |  |  |  |  | 959.2869 | 0 | 85 | 0 | 0 | 874.2869 | 416.612 |  | kWh | 0.22516 | 0 | Commercial |  | Annual | [5 empty] | 15 | 0.8 |  |  |  | 1 | 0 | 5 | 0 | 0 | 0 | 0 | 0 | 0 | 0 | 0 | 0 | 2006 Qtr 1: 0; 2006 Qtr 2: 0; 2006 Qtr 3: 0; 2006 Qtr 4: 0; 2007 Qtr 1: 0; 2007 Qtr 2: 0; 2007 Qtr 3: 0; 2007 Qtr 4: 5; 2008 Qtr 1: 0; 2008 Qtr 2: 0; 2008 Qtr 3: 0; 2008 Qtr 4: 0 | 5
0 | 253086-Comm. HP <65k three phase unitary ER |  | 7 | Commercial | 01-ALC-AllCommercial-Cooling | 0 |  |  |  |  | 959.2869 | 0 | 85 | 0 | 0 | 874.2869 | 416.612 |  | kWh | 0.22516 | 0 | Commercial |  | Annual | [5 empty] | 15 | 0.8 |  |  |  | 1 | 0 | 4 | 0 | 0 | 0 | 0 | 0 | 0 | 0 | 0 | 0 | 2006 Qtr 1: 0; 2006 Qtr 2: 0; 2006 Qtr 3: 0; 2006 Qtr 4: 0; 2007 Qtr 1: 0; 2007 Qtr 2: 0; 2007 Qtr 3: 4; 2007 Qtr 4: 0; 2008 Qtr 1: 0; 2008 Qtr 2: 0; 2008 Qtr 3: 0; 2008 Qtr 4: 0 | 4
0 | 253086-Comm. HP <65k three phase unitary ER |  | 10 | Commercial | 01-ALC-AllCommercial-Cooling | 0 |  |  |  |  | 959.2869 | 0 | 85 | 0 | 0 | 874.2869 | 416.612 |  | kWh | 0.22516 | 0 | Commercial |  | Annual | [5 empty] | 15 | 0.8 |  |  |  | 1 | 0 | 3 | 0 | 0 | 0 | 0 | 0 | 0 | 0 | 0 | 0 | 2006 Qtr 1: 0; 2006 Qtr 2: 0; 2006 Qtr 3: 0; 2006 Qtr 4: 0; 2007 Qtr 1: 0; 2007 Qtr 2: 0; 2007 Qtr 3: 0; 2007 Qtr 4: 3; 2008 Qtr 1: 0; 2008 Qtr 2: 0; 2008 Qtr 3: 0; 2008 Qtr 4: 0 | 3
0 | 253087-Comm. HP 65k to 134k ER |  | 7 | Commercial | 24-RTS-Retail–Small-COOL | 0 |  |  |  |  | 1020.2447 | 0 | 81.25 | 0 | 0 | 938.9947 | 326.728 |  | kWh | 0.15696 | 0 | Commercial |  | Annual | [5 empty] | 15 | 0.8 |  |  |  | 1 | 0 | 6 | 0 | 0 | 0 | 0 | 0 | 0 | 0 | 0 | 0 | 2006 Qtr 1: 0; 2006 Qtr 2: 0; 2006 Qtr 3: 0; 2006 Qtr 4: 0; 2007 Qtr 1: 0; 2007 Qtr 2: 0; 2007 Qtr 3: 0; 2007 Qtr 4: 6; 2008 Qtr 1: 0; 2008 Qtr 2: 0; 2008 Qtr 3: 0; 2008 Qtr 4: 0 | 6
0 | 253087-Comm. HP 65k to 134k ER |  | 7 | Commercial | 01-ALC-AllCommercial-Cooling | 0 |  |  |  |  | 1020.2447 | 0 | 80.3571 | 0 | 0 | 939.8876 | 326.728 |  | kWh | 0.15696 | 0 | Commercial |  | Annual | [5 empty] | 15 | 0.8 |  |  |  | 1 | 0 | 7 | 0 | 0 | 0 | 0 | 0 | 0 | 0 | 0 | 0 | 2006 Qtr 1: 0; 2006 Qtr 2: 0; 2006 Qtr 3: 0; 2006 Qtr 4: 0; 2007 Qtr 1: 0; 2007 Qtr 2: 0; 2007 Qtr 3: 7; 2007 Qtr 4: 0; 2008 Qtr 1: 0; 2008 Qtr 2: 0; 2008 Qtr 3: 0; 2008 Qtr 4: 0 | 7
0 | 253087-Comm. HP 65k to 134k ER |  | 7 | Commercial | 24-RTS-Retail–Small-COOL | 0 |  |  |  |  | 1020.2447 | 0 | 80.3571 | 0 | 0 | 939.8876 | 326.728 |  | kWh | 0.15696 | 0 | Commercial |  | Annual | [5 empty] | 15 | 0.8 |  |  |  | 1 | 0 | 7 | 0 | 0 | 0 | 0 | 0 | 0 | 0 | 0 | 0 | 2006 Qtr 1: 0; 2006 Qtr 2: 0; 2006 Qtr 3: 0; 2006 Qtr 4: 0; 2007 Qtr 1: 0; 2007 Qtr 2: 0; 2007 Qtr 3: 7; 2007 Qtr 4: 0; 2008 Qtr 1: 0; 2008 Qtr 2: 0; 2008 Qtr 3: 0; 2008 Qtr 4: 0 | 7
0 | 253087-Comm. HP 65k to 134k ER |  | 7 | Commercial | 02-ASM-Assembly-Cooling | 0 |  |  |  |  | 1020.2447 | 0 | 32.1429 | 0 | 0 | 988.1018 | 326.728 |  | kWh | 0.15696 | 0 | Commercial |  | Annual | [5 empty] | 15 | 0.8 |  |  |  | 1 | 0 | 7 | 0 | 0 | 0 | 0 | 0 | 0 | 0 | 0 | 0 | 2006 Qtr 1: 0; 2006 Qtr 2: 0; 2006 Qtr 3: 0; 2006 Qtr 4: 0; 2007 Qtr 1: 0; 2007 Qtr 2: 0; 2007 Qtr 3: 0; 2007 Qtr 4: 7; 2008 Qtr 1: 0; 2008 Qtr 2: 0; 2008 Qtr 3: 0; 2008 Qtr 4: 0 | 7
0 | 253087-Comm. HP 65k to 134k ER |  | 7 | Commercial | 01-ALC-AllCommercial-Cooling | 0 |  |  |  |  | 1020.2447 | 0 | 32.1429 | 0 | 0 | 988.1018 | 326.728 |  | kWh | 0.15696 | 0 | Commercial |  | Annual | [5 empty] | 15 | 0.8 |  |  |  | 1 | 0 | 7 | 0 | 0 | 0 | 0 | 0 | 0 | 0 | 0 | 0 | 2006 Qtr 1: 0; 2006 Qtr 2: 0; 2006 Qtr 3: 0; 2006 Qtr 4: 0; 2007 Qtr 1: 0; 2007 Qtr 2: 0; 2007 Qtr 3: 0; 2007 Qtr 4: 7; 2008 Qtr 1: 0; 2008 Qtr 2: 0; 2008 Qtr 3: 0; 2008 Qtr 4: 0 | 7
0 | 253087-Comm. HP 65k to 134k ER |  | 7 | Commercial | 01-ALC-AllCommercial-Cooling | 0 |  |  |  |  | 1020.2447 | 0 | 32.1429 | 0 | 0 | 988.1018 | 326.728 |  | kWh | 0.15696 | 0 | Commercial |  | Annual | [5 empty] | 15 | 0.8 |  |  |  | 1 | 0 | 7 | 0 | 0 | 0 | 0 | 0 | 0 | 0 | 0 | 0 | 2006 Qtr 1: 0; 2006 Qtr 2: 0; 2006 Qtr 3: 0; 2006 Qtr 4: 0; 2007 Qtr 1: 0; 2007 Qtr 2: 0; 2007 Qtr 3: 0; 2007 Qtr 4: 7; 2008 Qtr 1: 0; 2008 Qtr 2: 0; 2008 Qtr 3: 0; 2008 Qtr 4: 0 | 7
0 | 253087-Comm. HP 65k to 134k ER |  | 7 | Commercial | 01-ALC-AllCommercial-Cooling | 0 |  |  |  |  | 1020.2447 | 0 | 32.1429 | 0 | 0 | 988.1018 | 326.728 |  | kWh | 0.15696 | 0 | Commercial |  | Annual | [5 empty] | 15 | 0.8 |  |  |  | 1 | 0 | 7 | 0 | 0 | 0 | 0 | 0 | 0 | 0 | 0 | 0 | 2006 Qtr 1: 0; 2006 Qtr 2: 0; 2006 Qtr 3: 0; 2006 Qtr 4: 0; 2007 Qtr 1: 0; 2007 Qtr 2: 0; 2007 Qtr 3: 0; 2007 Qtr 4: 7; 2008 Qtr 1: 0; 2008 Qtr 2: 0; 2008 Qtr 3: 0; 2008 Qtr 4: 0 | 7
0 | 253087-Comm. HP 65k to 134k ER |  | 7 | Commercial | 01-ALC-AllCommercial-Cooling | 0 |  |  |  |  | 1020.2447 | 0 | 32.1429 | 0 | 0 | 988.1018 | 326.728 |  | kWh | 0.15696 | 0 | Commercial |  | Annual | [5 empty] | 15 | 0.8 |  |  |  | 1 | 0 | 7 | 0 | 0 | 0 | 0 | 0 | 0 | 0 | 0 | 0 | 2006 Qtr 1: 0; 2006 Qtr 2: 0; 2006 Qtr 3: 0; 2006 Qtr 4: 0; 2007 Qtr 1: 0; 2007 Qtr 2: 0; 2007 Qtr 3: 0; 2007 Qtr 4: 7; 2008 Qtr 1: 0; 2008 Qtr 2: 0; 2008 Qtr 3: 0; 2008 Qtr 4: 0 | 7
0 | 253087-Comm. HP 65k to 134k ER |  | 7 | Commercial | 24-RTS-Retail–Small-COOL | 0 |  |  |  |  | 1020.2447 | 0 | 80.3571 | 0 | 0 | 939.8876 | 326.728 |  | kWh | 0.15696 | 0 | Commercial |  | Annual | [5 empty] | 15 | 0.8 |  |  |  | 1 | 0 | 7 | 0 | 0 | 0 | 0 | 0 | 0 | 0 | 0 | 0 | 2006 Qtr 1: 0; 2006 Qtr 2: 0; 2006 Qtr 3: 0; 2006 Qtr 4: 0; 2007 Qtr 1: 0; 2007 Qtr 2: 0; 2007 Qtr 3: 7; 2007 Qtr 4: 0; 2008 Qtr 1: 0; 2008 Qtr 2: 0; 2008 Qtr 3: 0; 2008 Qtr 4: 0 | 7
0 | 253087-Comm. HP 65k to 134k ER |  | 7 | Commercial | 02-ASM-Assembly-Cooling | 0 |  |  |  |  | 1020.2447 | 0 | 30 | 0 | 0 | 990.2447 | 326.728 |  | kWh | 0.15696 | 0 | Commercial |  | Annual | [5 empty] | 15 | 0.8 |  |  |  | 1 | 0 | 10 | 0 | 0 | 0 | 0 | 0 | 0 | 0 | 0 | 0 | 2006 Qtr 1: 0; 2006 Qtr 2: 0; 2006 Qtr 3: 0; 2006 Qtr 4: 0; 2007 Qtr 1: 0; 2007 Qtr 2: 0; 2007 Qtr 3: 0; 2007 Qtr 4: 10; 2008 Qtr 1: 0; 2008 Qtr 2: 0; 2008 Qtr 3: 0; 2008 Qtr 4: 0 | 10
0 | 253087-Comm. HP 65k to 134k ER |  | 7 | Commercial | 24-RTS-Retail–Small-COOL | 0 |  |  |  |  | 1020.2447 | 0 | 80.3571 | 0 | 0 | 939.8876 | 326.728 |  | kWh | 0.15696 | 0 | Commercial |  | Annual | [5 empty] | 15 | 0.8 |  |  |  | 1 | 0 | 7 | 0 | 0 | 0 | 0 | 0 | 0 | 0 | 0 | 0 | 2006 Qtr 1: 0; 2006 Qtr 2: 0; 2006 Qtr 3: 0; 2006 Qtr 4: 0; 2007 Qtr 1: 0; 2007 Qtr 2: 0; 2007 Qtr 3: 0; 2007 Qtr 4: 7; 2008 Qtr 1: 0; 2008 Qtr 2: 0; 2008 Qtr 3: 0; 2008 Qtr 4: 0 | 7
0 | 253087-Comm. HP 65k to 134k ER |  | 7 | Commercial | 01-ALC-AllCommercial-Cooling | 0 |  |  |  |  | 1020.2447 | 0 | 80.3571 | 0 | 0 | 939.8876 | 326.728 |  | kWh | 0.15696 | 0 | Commercial |  | Annual | [5 empty] | 15 | 0.8 |  |  |  | 1 | 0 | 7 | 0 | 0 | 0 | 0 | 0 | 0 | 0 | 0 | 0 | 2006 Qtr 1: 0; 2006 Qtr 2: 0; 2006 Qtr 3: 0; 2006 Qtr 4: 0; 2007 Qtr 1: 0; 2007 Qtr 2: 0; 2007 Qtr 3: 0; 2007 Qtr 4: 7; 2008 Qtr 1: 0; 2008 Qtr 2: 0; 2008 Qtr 3: 0; 2008 Qtr 4: 0 | 7
0 | 253087-Comm. HP 65k to 134k ER |  | 7 | Commercial | 01-ALC-AllCommercial-Cooling | 0 |  |  |  |  | 1020.2447 | 0 | 80.3571 | 0 | 0 | 939.8876 | 326.728 |  | kWh | 0.15696 | 0 | Commercial |  | Annual | [5 empty] | 15 | 0.8 |  |  |  | 1 | 0 | 7 | 0 | 0 | 0 | 0 | 0 | 0 | 0 | 0 | 0 | 2006 Qtr 1: 0; 2006 Qtr 2: 0; 2006 Qtr 3: 0; 2006 Qtr 4: 0; 2007 Qtr 1: 0; 2007 Qtr 2: 0; 2007 Qtr 3: 7; 2007 Qtr 4: 0; 2008 Qtr 1: 0; 2008 Qtr 2: 0; 2008 Qtr 3: 0; 2008 Qtr 4: 0 | 7
0 | 253087-Comm. HP 65k to 134k ER |  | 7 | Commercial | 24-RTS-Retail–Small-COOL | 0 |  |  |  |  | 1020.2447 | 0 | 80.3571 | 0 | 0 | 939.8876 | 326.728 |  | kWh | 0.15696 | 0 | Commercial |  | Annual | [5 empty] | 15 | 0.8 |  |  |  | 1 | 0 | 7 | 0 | 0 | 0 | 0 | 0 | 0 | 0 | 0 | 0 | 2006 Qtr 1: 0; 2006 Qtr 2: 0; 2006 Qtr 3: 0; 2006 Qtr 4: 0; 2007 Qtr 1: 0; 2007 Qtr 2: 0; 2007 Qtr 3: 0; 2007 Qtr 4: 7; 2008 Qtr 1: 0; 2008 Qtr 2: 0; 2008 Qtr 3: 0; 2008 Qtr 4: 0 | 7
0 | 253087-Comm. HP 65k to 134k ER |  | 7 | Commercial | 24-RTS-Retail–Small-COOL | 0 |  |  |  |  | 1020.2447 | 0 | 80.3571 | 0 | 0 | 939.8876 | 326.728 |  | kWh | 0.15696 | 0 | Commercial |  | Annual | [5 empty] | 15 | 0.8 |  |  |  | 1 | 0 | 7 | 0 | 0 | 0 | 0 | 0 | 0 | 0 | 0 | 0 | 2006 Qtr 1: 0; 2006 Qtr 2: 0; 2006 Qtr 3: 0; 2006 Qtr 4: 0; 2007 Qtr 1: 0; 2007 Qtr 2: 0; 2007 Qtr 3: 0; 2007 Qtr 4: 7; 2008 Qtr 1: 0; 2008 Qtr 2: 0; 2008 Qtr 3: 0; 2008 Qtr 4: 0 | 7
0 | 253087-Comm. HP 65k to 134k ER |  | 7 | Commercial | 24-RTS-Retail–Small-COOL | 0 |  |  |  |  | 1020.2447 | 0 | 80.3571 | 0 | 0 | 939.8876 | 326.728 |  | kWh | 0.15696 | 0 | Commercial |  | Annual | [5 empty] | 15 | 0.8 |  |  |  | 1 | 0 | 7 | 0 | 0 | 0 | 0 | 0 | 0 | 0 | 0 | 0 | 2006 Qtr 1: 0; 2006 Qtr 2: 0; 2006 Qtr 3: 0; 2006 Qtr 4: 0; 2007 Qtr 1: 0; 2007 Qtr 2: 0; 2007 Qtr 3: 7; 2007 Qtr 4: 0; 2008 Qtr 1: 0; 2008 Qtr 2: 0; 2008 Qtr 3: 0; 2008 Qtr 4: 0 | 7
0 | 253087-Comm. HP 65k to 134k ER |  | 7 | Commercial | 14-MLI-Manufacturing–LightIndustry-COOL | 0 |  |  |  |  | 1020.2447 | 0 | 75 | 0 | 0 | 945.2447 | 326.728 |  | kWh | 0.15696 | 0 | Commercial |  | Annual | [5 empty] | 15 | 0.8 |  |  |  | 1 | 0 | 10 | 0 | 0 | 0 | 0 | 0 | 0 | 0 | 0 | 0 | 2006 Qtr 1: 0; 2006 Qtr 2: 0; 2006 Qtr 3: 0; 2006 Qtr 4: 0; 2007 Qtr 1: 0; 2007 Qtr 2: 0; 2007 Qtr 3: 10; 2007 Qtr 4: 0; 2008 Qtr 1: 0; 2008 Qtr 2: 0; 2008 Qtr 3: 0; 2008 Qtr 4: 0 | 10
0 | 253088-Comm. HP 65k to 134k ER |  | 7 | Commercial | 01-ALC-AllCommercial-Cooling | 0 |  |  |  |  | 1020.2447 | 0 | 32.1429 | 0 | 0 | 988.1018 | 407.69 |  | kWh | 0.22473 | 0 | Commercial |  | Annual | [5 empty] | 15 | 0.8 |  |  |  | 1 | 0 | 7 | 0 | 0 | 0 | 0 | 0 | 0 | 0 | 0 | 0 | 2006 Qtr 1: 0; 2006 Qtr 2: 0; 2006 Qtr 3: 0; 2006 Qtr 4: 0; 2007 Qtr 1: 0; 2007 Qtr 2: 0; 2007 Qtr 3: 0; 2007 Qtr 4: 7; 2008 Qtr 1: 0; 2008 Qtr 2: 0; 2008 Qtr 3: 0; 2008 Qtr 4: 0 | 7
0 | 253088-Comm. HP 65k to 134k ER |  | 10 | Commercial | 01-ALC-AllCommercial-Cooling | 0 |  |  |  |  | 1020.2447 | 0 | 80.3571 | 0 | 0 | 939.8876 | 407.69 |  | kWh | 0.22473 | 0 | Commercial |  | Annual | [5 empty] | 15 | 0.8 |  |  |  | 1 | 0 | 7 | 0 | 0 | 0 | 0 | 0 | 0 | 0 | 0 | 0 | 2006 Qtr 1: 0; 2006 Qtr 2: 0; 2006 Qtr 3: 0; 2006 Qtr 4: 0; 2007 Qtr 1: 0; 2007 Qtr 2: 0; 2007 Qtr 3: 0; 2007 Qtr 4: 7; 2008 Qtr 1: 0; 2008 Qtr 2: 0; 2008 Qtr 3: 0; 2008 Qtr 4: 0 | 7
0 | 253088-Comm. HP 65k to 134k ER |  | 10 | Commercial | 01-ALC-AllCommercial-Cooling | 0 |  |  |  |  | 1020.2447 | 0 | 32.1429 | 0 | 0 | 988.1018 | 407.69 |  | kWh | 0.22473 | 0 | Commercial |  | Annual | [5 empty] | 15 | 0.8 |  |  |  | 1 | 0 | 7 | 0 | 0 | 0 | 0 | 0 | 0 | 0 | 0 | 0 | 2006 Qtr 1: 0; 2006 Qtr 2: 0; 2006 Qtr 3: 0; 2006 Qtr 4: 0; 2007 Qtr 1: 0; 2007 Qtr 2: 0; 2007 Qtr 3: 7; 2007 Qtr 4: 0; 2008 Qtr 1: 0; 2008 Qtr 2: 0; 2008 Qtr 3: 0; 2008 Qtr 4: 0 | 7
0 | 253089-Comm. HP 135K to 239k ER |  | 7 | Commercial | 24-RTS-Retail–Small-COOL | 0 |  |  |  |  | 125.4444 | 0 | 62.5 | 0 | 0 | 62.9444 | 365.881 |  | kWh | 0.18311 | 0 | Commercial |  | Annual | [5 empty] | 15 | 0.8 |  |  |  | 1 | 0 | 12 | 0 | 0 | 0 | 0 | 0 | 0 | 0 | 0 | 0 | 2006 Qtr 1: 0; 2006 Qtr 2: 0; 2006 Qtr 3: 0; 2006 Qtr 4: 0; 2007 Qtr 1: 0; 2007 Qtr 2: 0; 2007 Qtr 3: 0; 2007 Qtr 4: 12; 2008 Qtr 1: 0; 2008 Qtr 2: 0; 2008 Qtr 3: 0; 2008 Qtr 4: 0 | 12
0 | 253095-Pkg. System Economizer Retrofit |  | 10 | Commercial | 24-RTS-Retail–Small-COOL | 0 |  |  |  |  | 126.7644 | 0 | 50 | 0 | 0 | 76.7644 | 141.287 |  | kWh | 0 | -0.027764 | Commercial |  | Annual | [5 empty] | 15 | 0.8 |  |  |  | 1 | 0 | 15 | 0 | 0 | 0 | 0 | 0 | 0 | 0 | 0 | 0 | 2006 Qtr 1: 0; 2006 Qtr 2: 0; 2006 Qtr 3: 0; 2006 Qtr 4: 0; 2007 Qtr 1: 0; 2007 Qtr 2: 0; 2007 Qtr 3: 15; 2007 Qtr 4: 0; 2008 Qtr 1: 0; 2008 Qtr 2: 0; 2008 Qtr 3: 0; 2008 Qtr 4: 0 | 15
0 | 253095-Pkg. System Economizer Retrofit |  | 7 | Commercial | 24-RTS-Retail–Small-COOL | 0 |  |  |  |  | 126.7644 | 0 | 50 | 0 | 0 | 76.7644 | 141.287 |  | kWh | 0 | -0.027764 | Commercial |  | Annual | [5 empty] | 15 | 0.8 |  |  |  | 1 | 0 | 40 | 0 | 0 | 0 | 0 | 0 | 0 | 0 | 0 | 0 | 2006 Qtr 1: 0; 2006 Qtr 2: 0; 2006 Qtr 3: 0; 2006 Qtr 4: 0; 2007 Qtr 1: 0; 2007 Qtr 2: 0; 2007 Qtr 3: 40; 2007 Qtr 4: 0; 2008 Qtr 1: 0; 2008 Qtr 2: 0; 2008 Qtr 3: 0; 2008 Qtr 4: 0 | 40
0 | 253095-Pkg. System Economizer Retrofit |  | 7 | Commercial | 24-RTS-Retail–Small-COOL | 0 |  |  |  |  | 126.7644 | 0 | 50 | 0 | 0 | 76.7644 | 141.287 |  | kWh | 0 | -0.027764 | Commercial |  | Annual | [5 empty] | 15 | 0.8 |  |  |  | 1 | 0 | 15 | 0 | 0 | 0 | 0 | 0 | 0 | 0 | 0 | 0 | 2006 Qtr 1: 0; 2006 Qtr 2: 0; 2006 Qtr 3: 0; 2006 Qtr 4: 0; 2007 Qtr 1: 0; 2007 Qtr 2: 0; 2007 Qtr 3: 15; 2007 Qtr 4: 0; 2008 Qtr 1: 0; 2008 Qtr 2: 0; 2008 Qtr 3: 0; 2008 Qtr 4: 0 | 15
0 | 253095-Pkg. System Economizer Retrofit |  | 7 | Commercial | 24-RTS-Retail–Small-COOL | 0 |  |  |  |  | 126.7644 | 0 | 53.5714 | 0 | 0 | 73.193 | 141.287 |  | kWh | 0 | -0.027764 | Commercial |  | Annual | [5 empty] | 15 | 0.8 |  |  |  | 1 | 0 | 7 | 0 | 0 | 0 | 0 | 0 | 0 | 0 | 0 | 0 | 2006 Qtr 1: 0; 2006 Qtr 2: 0; 2006 Qtr 3: 0; 2006 Qtr 4: 0; 2007 Qtr 1: 0; 2007 Qtr 2: 0; 2007 Qtr 3: 7; 2007 Qtr 4: 0; 2008 Qtr 1: 0; 2008 Qtr 2: 0; 2008 Qtr 3: 0; 2008 Qtr 4: 0 | 7
0 | 253095-Pkg. System Economizer Retrofit |  | 7 | Commercial | 24-RTS-Retail–Small-COOL | 0 |  |  |  |  | 126.7644 | 0 | 50 | 0 | 0 | 76.7644 | 141.287 |  | kWh | 0 | -0.027764 | Commercial |  | Annual | [5 empty] | 15 | 0.8 |  |  |  | 1 | 0 | 40 | 0 | 0 | 0 | 0 | 0 | 0 | 0 | 0 | 0 | 2006 Qtr 1: 0; 2006 Qtr 2: 0; 2006 Qtr 3: 0; 2006 Qtr 4: 0; 2007 Qtr 1: 0; 2007 Qtr 2: 0; 2007 Qtr 3: 40; 2007 Qtr 4: 0; 2008 Qtr 1: 0; 2008 Qtr 2: 0; 2008 Qtr 3: 0; 2008 Qtr 4: 0 | 40
0 | 253095-Pkg. System Economizer Retrofit |  | 7 | Commercial | 24-RTS-Retail–Small-COOL | 0 |  |  |  |  | 126.7644 | 0 | 50 | 0 | 0 | 76.7644 | 141.287 |  | kWh | 0 | -0.027764 | Commercial |  | Annual | [5 empty] | 15 | 0.8 |  |  |  | 1 | 0 | 10 | 0 | 0 | 0 | 0 | 0 | 0 | 0 | 0 | 0 | 2006 Qtr 1: 0; 2006 Qtr 2: 0; 2006 Qtr 3: 0; 2006 Qtr 4: 0; 2007 Qtr 1: 0; 2007 Qtr 2: 0; 2007 Qtr 3: 10; 2007 Qtr 4: 0; 2008 Qtr 1: 0; 2008 Qtr 2: 0; 2008 Qtr 3: 0; 2008 Qtr 4: 0 | 10
0 | 253095-Pkg. System Economizer Retrofit |  | 7 | Commercial | 24-RTS-Retail–Small-COOL | 0 |  |  |  |  | 126.7644 | 0 | 50 | 0 | 0 | 76.7644 | 141.287 |  | kWh | 0 | -0.027764 | Commercial |  | Annual | [5 empty] | 15 | 0.8 |  |  |  | 1 | 0 | 10 | 0 | 0 | 0 | 0 | 0 | 0 | 0 | 0 | 0 | 2006 Qtr 1: 0; 2006 Qtr 2: 0; 2006 Qtr 3: 0; 2006 Qtr 4: 0; 2007 Qtr 1: 0; 2007 Qtr 2: 0; 2007 Qtr 3: 10; 2007 Qtr 4: 0; 2008 Qtr 1: 0; 2008 Qtr 2: 0; 2008 Qtr 3: 0; 2008 Qtr 4: 0 | 10
0 | 253095-Pkg. System Economizer Retrofit |  | 7 | Commercial | 24-RTS-Retail–Small-COOL | 0 |  |  |  |  | 126.7644 | 0 | 50 | 0 | 0 | 76.7644 | 141.287 |  | kWh | 0 | -0.027764 | Commercial |  | Annual | [5 empty] | 15 | 0.8 |  |  |  | 1 | 0 | 10 | 0 | 0 | 0 | 0 | 0 | 0 | 0 | 0 | 0 | 2006 Qtr 1: 0; 2006 Qtr 2: 0; 2006 Qtr 3: 0; 2006 Qtr 4: 0; 2007 Qtr 1: 0; 2007 Qtr 2: 0; 2007 Qtr 3: 10; 2007 Qtr 4: 0; 2008 Qtr 1: 0; 2008 Qtr 2: 0; 2008 Qtr 3: 0; 2008 Qtr 4: 0 | 10
0 | 253095-Pkg. System Economizer Retrofit |  | 7 | Commercial | 24-RTS-Retail–Small-COOL | 0 |  |  |  |  | 126.7644 | 0 | 53.5714 | 0 | 0 | 73.193 | 141.287 |  | kWh | 0 | -0.027764 | Commercial |  | Annual | [5 empty] | 15 | 0.8 |  |  |  | 1 | 0 | 7 | 0 | 0 | 0 | 0 | 0 | 0 | 0 | 0 | 0 | 2006 Qtr 1: 0; 2006 Qtr 2: 0; 2006 Qtr 3: 0; 2006 Qtr 4: 0; 2007 Qtr 1: 0; 2007 Qtr 2: 0; 2007 Qtr 3: 7; 2007 Qtr 4: 0; 2008 Qtr 1: 0; 2008 Qtr 2: 0; 2008 Qtr 3: 0; 2008 Qtr 4: 0 | 7
0 | 253095-Pkg. System Economizer Retrofit |  | 7 | Commercial | 24-RTS-Retail–Small-COOL | 0 |  |  |  |  | 126.7644 | 0 | 50 | 0 | 0 | 76.7644 | 141.287 |  | kWh | 0 | -0.027764 | Commercial |  | Annual | [5 empty] | 15 | 0.8 |  |  |  | 1 | 0 | 20 | 0 | 0 | 0 | 0 | 0 | 0 | 0 | 0 | 0 | 2006 Qtr 1: 0; 2006 Qtr 2: 0; 2006 Qtr 3: 0; 2006 Qtr 4: 0; 2007 Qtr 1: 0; 2007 Qtr 2: 0; 2007 Qtr 3: 20; 2007 Qtr 4: 0; 2008 Qtr 1: 0; 2008 Qtr 2: 0; 2008 Qtr 3: 0; 2008 Qtr 4: 0 | 20
0 | 253095-Pkg. System Economizer Retrofit |  | 7 | Commercial | 24-RTS-Retail–Small-COOL | 0 |  |  |  |  | 126.7644 | 0 | 53.5714 | 0 | 0 | 73.193 | 141.287 |  | kWh | 0 | -0.027764 | Commercial |  | Annual | [5 empty] | 15 | 0.8 |  |  |  | 1 | 0 | 7 | 0 | 0 | 0 | 0 | 0 | 0 | 0 | 0 | 0 | 2006 Qtr 1: 0; 2006 Qtr 2: 0; 2006 Qtr 3: 0; 2006 Qtr 4: 0; 2007 Qtr 1: 0; 2007 Qtr 2: 0; 2007 Qtr 3: 7; 2007 Qtr 4: 0; 2008 Qtr 1: 0; 2008 Qtr 2: 0; 2008 Qtr 3: 0; 2008 Qtr 4: 0 | 7
0 | 253095-Pkg. System Economizer Retrofit |  | 10 | Commercial | 24-RTS-Retail–Small-COOL | 0 |  |  |  |  | 126.7644 | 0 | 50 | 0 | 0 | 76.7644 | 141.287 |  | kWh | 0 | -0.027764 | Commercial |  | Annual | [5 empty] | 15 | 0.8 |  |  |  | 1 | 0 | 15 | 0 | 0 | 0 | 0 | 0 | 0 | 0 | 0 | 0 | 2006 Qtr 1: 0; 2006 Qtr 2: 0; 2006 Qtr 3: 0; 2006 Qtr 4: 0; 2007 Qtr 1: 0; 2007 Qtr 2: 0; 2007 Qtr 3: 15; 2007 Qtr 4: 0; 2008 Qtr 1: 0; 2008 Qtr 2: 0; 2008 Qtr 3: 0; 2008 Qtr 4: 0 | 15
0 | 253095-Pkg. System Economizer Retrofit |  | 7 | Commercial | 01-ALC-AllCommercial-Cooling | 0 |  |  |  |  | 126.7644 | 0 | 53.5714 | 0 | 0 | 73.193 | 141.287 |  | kWh | 0 | -0.027764 | Commercial |  | Annual | [5 empty] | 15 | 0.8 |  |  |  | 1 | 0 | 7 | 0 | 0 | 0 | 0 | 0 | 0 | 0 | 0 | 0 | 2006 Qtr 1: 0; 2006 Qtr 2: 0; 2006 Qtr 3: 0; 2006 Qtr 4: 0; 2007 Qtr 1: 0; 2007 Qtr 2: 0; 2007 Qtr 3: 7; 2007 Qtr 4: 0; 2008 Qtr 1: 0; 2008 Qtr 2: 0; 2008 Qtr 3: 0; 2008 Qtr 4: 0 | 7
0 | 253095-Pkg. System Economizer Retrofit |  | 10 | Commercial | 24-RTS-Retail–Small-COOL | 0 |  |  |  |  | 126.7644 | 0 | 50 | 0 | 0 | 76.7644 | 141.287 |  | kWh | 0 | -0.027764 | Commercial |  | Annual | [5 empty] | 15 | 0.8 |  |  |  | 1 | 0 | 15 | 0 | 0 | 0 | 0 | 0 | 0 | 0 | 0 | 0 | 2006 Qtr 1: 0; 2006 Qtr 2: 0; 2006 Qtr 3: 0; 2006 Qtr 4: 0; 2007 Qtr 1: 0; 2007 Qtr 2: 0; 2007 Qtr 3: 15; 2007 Qtr 4: 0; 2008 Qtr 1: 0; 2008 Qtr 2: 0; 2008 Qtr 3: 0; 2008 Qtr 4: 0 | 15
0 | 253095-Pkg. System Economizer Retrofit |  | 10 | Commercial | 24-RTS-Retail–Small-COOL | 0 |  |  |  |  | 126.7644 | 0 | 53.5714 | 0 | 0 | 73.193 | 141.287 |  | kWh | 0 | -0.027764 | Commercial |  | Annual | [5 empty] | 15 | 0.8 |  |  |  | 1 | 0 | 7 | 0 | 0 | 0 | 0 | 0 | 0 | 0 | 0 | 0 | 2006 Qtr 1: 0; 2006 Qtr 2: 0; 2006 Qtr 3: 0; 2006 Qtr 4: 0; 2007 Qtr 1: 0; 2007 Qtr 2: 0; 2007 Qtr 3: 7; 2007 Qtr 4: 0; 2008 Qtr 1: 0; 2008 Qtr 2: 0; 2008 Qtr 3: 0; 2008 Qtr 4: 0 | 7
0 | 253095-Pkg. System Economizer Retrofit |  | 10 | Commercial | 24-RTS-Retail–Small-COOL | 0 |  |  |  |  | 126.7644 | 0 | 52.0833 | 0 | 0 | 74.6811 | 141.287 |  | kWh | 0 | -0.027764 | Commercial |  | Annual | [5 empty] | 15 | 0.8 |  |  |  | 1 | 0 | 12 | 0 | 0 | 0 | 0 | 0 | 0 | 0 | 0 | 0 | 2006 Qtr 1: 0; 2006 Qtr 2: 0; 2006 Qtr 3: 0; 2006 Qtr 4: 0; 2007 Qtr 1: 0; 2007 Qtr 2: 0; 2007 Qtr 3: 12; 2007 Qtr 4: 0; 2008 Qtr 1: 0; 2008 Qtr 2: 0; 2008 Qtr 3: 0; 2008 Qtr 4: 0 | 12
0 | 253095-Pkg. System Economizer Retrofit |  | 7 | Commercial | 01-ALC-AllCommercial-Cooling | 0 |  |  |  |  | 126.7644 | 0 | 53.5714 | 0 | 0 | 73.193 | 141.287 |  | kWh | 0 | -0.027764 | Commercial |  | Annual | [5 empty] | 15 | 0.8 |  |  |  | 1 | 0 | 7 | 0 | 0 | 0 | 0 | 0 | 0 | 0 | 0 | 0 | 2006 Qtr 1: 0; 2006 Qtr 2: 0; 2006 Qtr 3: 0; 2006 Qtr 4: 0; 2007 Qtr 1: 0; 2007 Qtr 2: 0; 2007 Qtr 3: 7; 2007 Qtr 4: 0; 2008 Qtr 1: 0; 2008 Qtr 2: 0; 2008 Qtr 3: 0; 2008 Qtr 4: 0 | 7
0 | 253095-Pkg. System Economizer Retrofit |  | 7 | Commercial | 01-ALC-AllCommercial-Cooling | 0 |  |  |  |  | 126.7644 | 0 | 53.5714 | 0 | 0 | 73.193 | 141.287 |  | kWh | 0 | -0.027764 | Commercial |  | Annual | [5 empty] | 15 | 0.8 |  |  |  | 1 | 0 | 7 | 0 | 0 | 0 | 0 | 0 | 0 | 0 | 0 | 0 | 2006 Qtr 1: 0; 2006 Qtr 2: 0; 2006 Qtr 3: 0; 2006 Qtr 4: 0; 2007 Qtr 1: 0; 2007 Qtr 2: 0; 2007 Qtr 3: 7; 2007 Qtr 4: 0; 2008 Qtr 1: 0; 2008 Qtr 2: 0; 2008 Qtr 3: 0; 2008 Qtr 4: 0 | 7
0 | 253095-Pkg. System Economizer Retrofit |  | 7 | Commercial | 01-ALC-AllCommercial-Cooling | 0 |  |  |  |  | 126.7644 | 0 | 53.5714 | 0 | 0 | 73.193 | 141.287 |  | kWh | 0 | -0.027764 | Commercial |  | Annual | [5 empty] | 15 | 0.8 |  |  |  | 1 | 0 | 7 | 0 | 0 | 0 | 0 | 0 | 0 | 0 | 0 | 0 | 2006 Qtr 1: 0; 2006 Qtr 2: 0; 2006 Qtr 3: 0; 2006 Qtr 4: 0; 2007 Qtr 1: 0; 2007 Qtr 2: 0; 2007 Qtr 3: 7; 2007 Qtr 4: 0; 2008 Qtr 1: 0; 2008 Qtr 2: 0; 2008 Qtr 3: 0; 2008 Qtr 4: 0 | 7
0 | 253095-Pkg. System Economizer Retrofit |  | 7 | Commercial | 24-RTS-Retail–Small-COOL | 0 |  |  |  |  | 126.7644 | 0 | 50 | 0 | 0 | 76.7644 | 141.287 |  | kWh | 0 | -0.027764 | Commercial |  | Annual | [5 empty] | 15 | 0.8 |  |  |  | 1 | 0 | 30 | 0 | 0 | 0 | 0 | 0 | 0 | 0 | 0 | 0 | 2006 Qtr 1: 0; 2006 Qtr 2: 0; 2006 Qtr 3: 0; 2006 Qtr 4: 0; 2007 Qtr 1: 0; 2007 Qtr 2: 0; 2007 Qtr 3: 30; 2007 Qtr 4: 0; 2008 Qtr 1: 0; 2008 Qtr 2: 0; 2008 Qtr 3: 0; 2008 Qtr 4: 0 | 30
0 | 253095-Pkg. System Economizer Retrofit |  | 7 | Commercial | 24-RTS-Retail–Small-COOL | 0 |  |  |  |  | 126.7644 | 0 | 50 | 0 | 0 | 76.7644 | 141.287 |  | kWh | 0 | -0.027764 | Commercial |  | Annual | [5 empty] | 15 | 0.8 |  |  |  | 1 | 0 | 20 | 0 | 0 | 0 | 0 | 0 | 0 | 0 | 0 | 0 | 2006 Qtr 1: 0; 2006 Qtr 2: 0; 2006 Qtr 3: 0; 2006 Qtr 4: 0; 2007 Qtr 1: 0; 2007 Qtr 2: 0; 2007 Qtr 3: 20; 2007 Qtr 4: 0; 2008 Qtr 1: 0; 2008 Qtr 2: 0; 2008 Qtr 3: 0; 2008 Qtr 4: 0 | 20
0 | 253095-Pkg. System Economizer Retrofit |  | 10 | Commercial | 24-RTS-Retail–Small-COOL | 0 |  |  |  |  | 126.7644 | 0 | 52.0833 | 0 | 0 | 74.6811 | 141.287 |  | kWh | 0 | -0.027764 | Commercial |  | Annual | [5 empty] | 15 | 0.8 |  |  |  | 1 | 0 | 12 | 0 | 0 | 0 | 0 | 0 | 0 | 0 | 0 | 0 | 2006 Qtr 1: 0; 2006 Qtr 2: 0; 2006 Qtr 3: 0; 2006 Qtr 4: 0; 2007 Qtr 1: 0; 2007 Qtr 2: 0; 2007 Qtr 3: 12; 2007 Qtr 4: 0; 2008 Qtr 1: 0; 2008 Qtr 2: 0; 2008 Qtr 3: 0; 2008 Qtr 4: 0 | 12
0 | 253101-Packaged Terminal AC Early Retirement |  | 7 | Commercial | 15-MTL-Lodging–Motel-COOL | 0 |  |  |  |  | 227.9687 | 0 | 78.9474 | 0 | 0 | 149.0213 | 803.847 |  | kWh | 0.31843 | 0 | Commercial |  | Annual | [5 empty] | 15 | 0.8 |  |  |  | 1 | 0 | 0.95 | 0 | 0 | 0 | 0 | 0 | 0 | 0 | 0 | 0 | 2006 Qtr 1: 0; 2006 Qtr 2: 0; 2006 Qtr 3: 0; 2006 Qtr 4: 0; 2007 Qtr 1: 0; 2007 Qtr 2: 0; 2007 Qtr 3: 0.95; 2007 Qtr 4: 0; 2008 Qtr 1: 0; 2008 Qtr 2: 0; 2008 Qtr 3: 0; 2008 Qtr 4: 0 | 0.95
0 | 253101-Packaged Terminal AC Early Retirement |  | 7 | Commercial | 15-MTL-Lodging–Motel-COOL | 0 |  |  |  |  | 227.9687 | 0 | 78.9474 | 0 | 0 | 149.0213 | 803.847 |  | kWh | 0.31843 | 0 | Commercial |  | Annual | [5 empty] | 15 | 0.8 |  |  |  | 1 | 0 | 0.95 | 0 | 0 | 0 | 0 | 0 | 0 | 0 | 0 | 0 | 2006 Qtr 1: 0; 2006 Qtr 2: 0; 2006 Qtr 3: 0; 2006 Qtr 4: 0; 2007 Qtr 1: 0; 2007 Qtr 2: 0; 2007 Qtr 3: 0.95; 2007 Qtr 4: 0; 2008 Qtr 1: 0; 2008 Qtr 2: 0; 2008 Qtr 3: 0; 2008 Qtr 4: 0 | 0.95
0 | 253101-Packaged Terminal AC Early Retirement |  | 7 | Commercial | 15-MTL-Lodging–Motel-COOL | 0 |  |  |  |  | 227.9687 | 0 | 78.9474 | 0 | 0 | 149.0213 | 803.847 |  | kWh | 0.31843 | 0 | Commercial |  | Annual | [5 empty] | 15 | 0.8 |  |  |  | 1 | 0 | 0.95 | 0 | 0 | 0 | 0 | 0 | 0 | 0 | 0 | 0 | 2006 Qtr 1: 0; 2006 Qtr 2: 0; 2006 Qtr 3: 0; 2006 Qtr 4: 0; 2007 Qtr 1: 0; 2007 Qtr 2: 0; 2007 Qtr 3: 0.95; 2007 Qtr 4: 0; 2008 Qtr 1: 0; 2008 Qtr 2: 0; 2008 Qtr 3: 0; 2008 Qtr 4: 0 | 0.95
0 | 253101-Packaged Terminal AC Early Retirement |  | 7 | Commercial | 15-MTL-Lodging–Motel-COOL | 0 |  |  |  |  | 227.9687 | 0 | 78.9474 | 0 | 0 | 149.0213 | 803.847 |  | kWh | 0.31843 | 0 | Commercial |  | Annual | [5 empty] | 15 | 0.8 |  |  |  | 1 | 0 | 0.95 | 0 | 0 | 0 | 0 | 0 | 0 | 0 | 0 | 0 | 2006 Qtr 1: 0; 2006 Qtr 2: 0; 2006 Qtr 3: 0; 2006 Qtr 4: 0; 2007 Qtr 1: 0; 2007 Qtr 2: 0; 2007 Qtr 3: 0.95; 2007 Qtr 4: 0; 2008 Qtr 1: 0; 2008 Qtr 2: 0; 2008 Qtr 3: 0; 2008 Qtr 4: 0 | 0.95
0 | 253101-Packaged Terminal AC Early Retirement |  | 7 | Commercial | 15-MTL-Lodging–Motel-COOL | 0 |  |  |  |  | 227.9687 | 0 | 78.9474 | 0 | 0 | 149.0213 | 803.847 |  | kWh | 0.31843 | 0 | Commercial |  | Annual | [5 empty] | 15 | 0.8 |  |  |  | 1 | 0 | 0.95 | 0 | 0 | 0 | 0 | 0 | 0 | 0 | 0 | 0 | 2006 Qtr 1: 0; 2006 Qtr 2: 0; 2006 Qtr 3: 0; 2006 Qtr 4: 0; 2007 Qtr 1: 0; 2007 Qtr 2: 0; 2007 Qtr 3: 0.95; 2007 Qtr 4: 0; 2008 Qtr 1: 0; 2008 Qtr 2: 0; 2008 Qtr 3: 0; 2008 Qtr 4: 0 | 0.95
0 | 253101-Packaged Terminal AC Early Retirement |  | 7 | Commercial | 15-MTL-Lodging–Motel-COOL | 0 |  |  |  |  | 227.9687 | 0 | 78.9474 | 0 | 0 | 149.0213 | 803.847 |  | kWh | 0.31843 | 0 | Commercial |  | Annual | [5 empty] | 15 | 0.8 |  |  |  | 1 | 0 | 0.95 | 0 | 0 | 0 | 0 | 0 | 0 | 0 | 0 | 0 | 2006 Qtr 1: 0; 2006 Qtr 2: 0; 2006 Qtr 3: 0; 2006 Qtr 4: 0; 2007 Qtr 1: 0; 2007 Qtr 2: 0; 2007 Qtr 3: 0.95; 2007 Qtr 4: 0; 2008 Qtr 1: 0; 2008 Qtr 2: 0; 2008 Qtr 3: 0; 2008 Qtr 4: 0 | 0.95
0 | 253101-Packaged Terminal AC Early Retirement |  | 7 | Commercial | 15-MTL-Lodging–Motel-COOL | 0 |  |  |  |  | 227.9687 | 0 | 78.9474 | 0 | 0 | 149.0213 | 803.847 |  | kWh | 0.31843 | 0 | Commercial |  | Annual | [5 empty] | 15 | 0.8 |  |  |  | 1 | 0 | 0.95 | 0 | 0 | 0 | 0 | 0 | 0 | 0 | 0 | 0 | 2006 Qtr 1: 0; 2006 Qtr 2: 0; 2006 Qtr 3: 0; 2006 Qtr 4: 0; 2007 Qtr 1: 0; 2007 Qtr 2: 0; 2007 Qtr 3: 0.95; 2007 Qtr 4: 0; 2008 Qtr 1: 0; 2008 Qtr 2: 0; 2008 Qtr 3: 0; 2008 Qtr 4: 0 | 0.95
0 | 253101-Packaged Terminal AC Early Retirement |  | 7 | Commercial | 15-MTL-Lodging–Motel-COOL | 0 |  |  |  |  | 227.9687 | 0 | 78.9474 | 0 | 0 | 149.0213 | 803.847 |  | kWh | 0.31843 | 0 | Commercial |  | Annual | [5 empty] | 15 | 0.8 |  |  |  | 1 | 0 | 0.95 | 0 | 0 | 0 | 0 | 0 | 0 | 0 | 0 | 0 | 2006 Qtr 1: 0; 2006 Qtr 2: 0; 2006 Qtr 3: 0; 2006 Qtr 4: 0; 2007 Qtr 1: 0; 2007 Qtr 2: 0; 2007 Qtr 3: 0.95; 2007 Qtr 4: 0; 2008 Qtr 1: 0; 2008 Qtr 2: 0; 2008 Qtr 3: 0; 2008 Qtr 4: 0 | 0.95
0 | 253101-Packaged Terminal AC Early Retirement |  | 7 | Commercial | 15-MTL-Lodging–Motel-COOL | 0 |  |  |  |  | 227.9687 | 0 | 78.9474 | 0 | 0 | 149.0213 | 803.847 |  | kWh | 0.31843 | 0 | Commercial |  | Annual | [5 empty] | 15 | 0.8 |  |  |  | 1 | 0 | 0.95 | 0 | 0 | 0 | 0 | 0 | 0 | 0 | 0 | 0 | 2006 Qtr 1: 0; 2006 Qtr 2: 0; 2006 Qtr 3: 0; 2006 Qtr 4: 0; 2007 Qtr 1: 0; 2007 Qtr 2: 0; 2007 Qtr 3: 0.95; 2007 Qtr 4: 0; 2008 Qtr 1: 0; 2008 Qtr 2: 0; 2008 Qtr 3: 0; 2008 Qtr 4: 0 | 0.95
0 | 253101-Packaged Terminal AC Early Retirement |  | 7 | Commercial | 15-MTL-Lodging–Motel-COOL | 0 |  |  |  |  | 227.9687 | 0 | 78.9474 | 0 | 0 | 149.0213 | 803.847 |  | kWh | 0.31843 | 0 | Commercial |  | Annual | [5 empty] | 15 | 0.8 |  |  |  | 1 | 0 | 0.95 | 0 | 0 | 0 | 0 | 0 | 0 | 0 | 0 | 0 | 2006 Qtr 1: 0; 2006 Qtr 2: 0; 2006 Qtr 3: 0; 2006 Qtr 4: 0; 2007 Qtr 1: 0; 2007 Qtr 2: 0; 2007 Qtr 3: 0.95; 2007 Qtr 4: 0; 2008 Qtr 1: 0; 2008 Qtr 2: 0; 2008 Qtr 3: 0; 2008 Qtr 4: 0 | 0.95
0 | 253103-Packaged terminal HP Early Retirement |  | 7 | Commercial | 15-MTL-Lodging–Motel-COOL | 0 |  |  |  |  | 606.5837 | 0 | 75 | 0 | 0 | 531.5837 | 786.822 |  | kWh | 0.31106 | 0 | Commercial |  | Annual | [5 empty] | 15 | 0.8 |  |  |  | 1 | 0 | 1 | 0 | 0 | 0 | 0 | 0 | 0 | 0 | 0 | 0 | 2006 Qtr 1: 0; 2006 Qtr 2: 0; 2006 Qtr 3: 0; 2006 Qtr 4: 0; 2007 Qtr 1: 0; 2007 Qtr 2: 0; 2007 Qtr 3: 1; 2007 Qtr 4: 0; 2008 Qtr 1: 0; 2008 Qtr 2: 0; 2008 Qtr 3: 0; 2008 Qtr 4: 0 | 1
0 | 253103-Packaged terminal HP Early Retirement |  | 7 | Commercial | 15-MTL-Lodging–Motel-COOL | 0 |  |  |  |  | 606.5837 | 0 | 75 | 0 | 0 | 531.5837 | 786.822 |  | kWh | 0.31106 | 0 | Commercial |  | Annual | [5 empty] | 15 | 0.8 |  |  |  | 1 | 0 | 1 | 0 | 0 | 0 | 0 | 0 | 0 | 0 | 0 | 0 | 2006 Qtr 1: 0; 2006 Qtr 2: 0; 2006 Qtr 3: 0; 2006 Qtr 4: 0; 2007 Qtr 1: 0; 2007 Qtr 2: 0; 2007 Qtr 3: 1; 2007 Qtr 4: 0; 2008 Qtr 1: 0; 2008 Qtr 2: 0; 2008 Qtr 3: 0; 2008 Qtr 4: 0 | 1
0 | 253103-Packaged terminal HP Early Retirement |  | 7 | Commercial | 15-MTL-Lodging–Motel-COOL | 0 |  |  |  |  | 606.5837 | 0 | 75 | 0 | 0 | 531.5837 | 786.822 |  | kWh | 0.31106 | 0 | Commercial |  | Annual | [5 empty] | 15 | 0.8 |  |  |  | 1 | 0 | 1 | 0 | 0 | 0 | 0 | 0 | 0 | 0 | 0 | 0 | 2006 Qtr 1: 0; 2006 Qtr 2: 0; 2006 Qtr 3: 0; 2006 Qtr 4: 0; 2007 Qtr 1: 0; 2007 Qtr 2: 0; 2007 Qtr 3: 1; 2007 Qtr 4: 0; 2008 Qtr 1: 0; 2008 Qtr 2: 0; 2008 Qtr 3: 0; 2008 Qtr 4: 0 | 1
0 | 253103-Packaged terminal HP Early Retirement |  | 7 | Commercial | 15-MTL-Lodging–Motel-COOL | 0 |  |  |  |  | 606.5837 | 0 | 75 | 0 | 0 | 531.5837 | 786.822 |  | kWh | 0.31106 | 0 | Commercial |  | Annual | [5 empty] | 15 | 0.8 |  |  |  | 1 | 0 | 1 | 0 | 0 | 0 | 0 | 0 | 0 | 0 | 0 | 0 | 2006 Qtr 1: 0; 2006 Qtr 2: 0; 2006 Qtr 3: 0; 2006 Qtr 4: 0; 2007 Qtr 1: 0; 2007 Qtr 2: 0; 2007 Qtr 3: 1; 2007 Qtr 4: 0; 2008 Qtr 1: 0; 2008 Qtr 2: 0; 2008 Qtr 3: 0; 2008 Qtr 4: 0 | 1
0 | 253103-Packaged terminal HP Early Retirement |  | 7 | Commercial | 15-MTL-Lodging–Motel-COOL | 0 |  |  |  |  | 606.5837 | 0 | 75 | 0 | 0 | 531.5837 | 786.822 |  | kWh | 0.31106 | 0 | Commercial |  | Annual | [5 empty] | 15 | 0.8 |  |  |  | 1 | 0 | 1 | 0 | 0 | 0 | 0 | 0 | 0 | 0 | 0 | 0 | 2006 Qtr 1: 0; 2006 Qtr 2: 0; 2006 Qtr 3: 0; 2006 Qtr 4: 0; 2007 Qtr 1: 0; 2007 Qtr 2: 0; 2007 Qtr 3: 1; 2007 Qtr 4: 0; 2008 Qtr 1: 0; 2008 Qtr 2: 0; 2008 Qtr 3: 0; 2008 Qtr 4: 0 | 1
0 | 253103-Packaged terminal HP Early Retirement |  | 7 | Commercial | 15-MTL-Lodging–Motel-COOL | 0 |  |  |  |  | 606.5837 | 0 | 75 | 0 | 0 | 531.5837 | 786.822 |  | kWh | 0.31106 | 0 | Commercial |  | Annual | [5 empty] | 15 | 0.8 |  |  |  | 1 | 0 | 1 | 0 | 0 | 0 | 0 | 0 | 0 | 0 | 0 | 0 | 2006 Qtr 1: 0; 2006 Qtr 2: 0; 2006 Qtr 3: 0; 2006 Qtr 4: 0; 2007 Qtr 1: 0; 2007 Qtr 2: 0; 2007 Qtr 3: 1; 2007 Qtr 4: 0; 2008 Qtr 1: 0; 2008 Qtr 2: 0; 2008 Qtr 3: 0; 2008 Qtr 4: 0 | 1
0 | 253103-Packaged terminal HP Early Retirement |  | 7 | Commercial | 15-MTL-Lodging–Motel-COOL | 0 |  |  |  |  | 606.5837 | 0 | 75 | 0 | 0 | 531.5837 | 786.822 |  | kWh | 0.31106 | 0 | Commercial |  | Annual | [5 empty] | 15 | 0.8 |  |  |  | 1 | 0 | 1 | 0 | 0 | 0 | 0 | 0 | 0 | 0 | 0 | 0 | 2006 Qtr 1: 0; 2006 Qtr 2: 0; 2006 Qtr 3: 0; 2006 Qtr 4: 0; 2007 Qtr 1: 0; 2007 Qtr 2: 0; 2007 Qtr 3: 1; 2007 Qtr 4: 0; 2008 Qtr 1: 0; 2008 Qtr 2: 0; 2008 Qtr 3: 0; 2008 Qtr 4: 0 | 1
0 | 253103-Packaged terminal HP Early Retirement |  | 7 | Commercial | 15-MTL-Lodging–Motel-COOL | 0 |  |  |  |  | 606.5837 | 0 | 75 | 0 | 0 | 531.5837 | 786.822 |  | kWh | 0.31106 | 0 | Commercial |  | Annual | [5 empty] | 15 | 0.8 |  |  |  | 1 | 0 | 1 | 0 | 0 | 0 | 0 | 0 | 0 | 0 | 0 | 0 | 2006 Qtr 1: 0; 2006 Qtr 2: 0; 2006 Qtr 3: 0; 2006 Qtr 4: 0; 2007 Qtr 1: 0; 2007 Qtr 2: 0; 2007 Qtr 3: 1; 2007 Qtr 4: 0; 2008 Qtr 1: 0; 2008 Qtr 2: 0; 2008 Qtr 3: 0; 2008 Qtr 4: 0 | 1
0 | 253103-Packaged terminal HP Early Retirement |  | 7 | Commercial | 15-MTL-Lodging–Motel-COOL | 0 |  |  |  |  | 606.5837 | 0 | 75 | 0 | 0 | 531.5837 | 786.822 |  | kWh | 0.31106 | 0 | Commercial |  | Annual | [5 empty] | 15 | 0.8 |  |  |  | 1 | 0 | 1 | 0 | 0 | 0 | 0 | 0 | 0 | 0 | 0 | 0 | 2006 Qtr 1: 0; 2006 Qtr 2: 0; 2006 Qtr 3: 0; 2006 Qtr 4: 0; 2007 Qtr 1: 0; 2007 Qtr 2: 0; 2007 Qtr 3: 1; 2007 Qtr 4: 0; 2008 Qtr 1: 0; 2008 Qtr 2: 0; 2008 Qtr 3: 0; 2008 Qtr 4: 0 | 1
0 | 253103-Packaged terminal HP Early Retirement |  | 7 | Commercial | 15-MTL-Lodging–Motel-COOL | 0 |  |  |  |  | 606.5837 | 0 | 75 | 0 | 0 | 531.5837 | 786.822 |  | kWh | 0.31106 | 0 | Commercial |  | Annual | [5 empty] | 15 | 0.8 |  |  |  | 1 | 0 | 1 | 0 | 0 | 0 | 0 | 0 | 0 | 0 | 0 | 0 | 2006 Qtr 1: 0; 2006 Qtr 2: 0; 2006 Qtr 3: 0; 2006 Qtr 4: 0; 2007 Qtr 1: 0; 2007 Qtr 2: 0; 2007 Qtr 3: 1; 2007 Qtr 4: 0; 2008 Qtr 1: 0; 2008 Qtr 2: 0; 2008 Qtr 3: 0; 2008 Qtr 4: 0 | 1
0 | 253103-Packaged terminal HP Early Retirement |  | 7 | Commercial | 15-MTL-Lodging–Motel-COOL | 0 |  |  |  |  | 606.5837 | 0 | 75 | 0 | 0 | 531.5837 | 786.822 |  | kWh | 0.31106 | 0 | Commercial |  | Annual | [5 empty] | 15 | 0.8 |  |  |  | 1 | 0 | 1 | 0 | 0 | 0 | 0 | 0 | 0 | 0 | 0 | 0 | 2006 Qtr 1: 0; 2006 Qtr 2: 0; 2006 Qtr 3: 0; 2006 Qtr 4: 0; 2007 Qtr 1: 0; 2007 Qtr 2: 0; 2007 Qtr 3: 1; 2007 Qtr 4: 0; 2008 Qtr 1: 0; 2008 Qtr 2: 0; 2008 Qtr 3: 0; 2008 Qtr 4: 0 | 1
Do NOT enter program data in this row or below. The Spreadsheet will not evaluate any such data. | bar: 2009 Qtr 1; 2011 Qtr 2 to 2011 Qtr 4; 2013 Qtr 2 to 2013 Qtr 4; 2015 Qtr 2 to 2015 Qtr 4
Lists of Dimensions and their Labels
|  |  | Climate Zones | Sectors | End Use Validation List |  | Measure Types for Measure Life | Measure Types for NTGR | Gas Sector | Gas Savings Profile | Combustor Type
|  |  | 7 | Residential | 01-ALC-AllCommercial-Cooling |  | NONRESIDENTIAL MEASURES: |  | Residential | Summer Only | Large Boilers (>100 MMBtu/hr Heat Input):Uncontrolled
|  |  | 10 | Commercial | 01-ALC-AllCommercial-ExtLight |  | **************************************************************** | Appliance early retirement and replacement 0.80 | Commercial | Winter Only | Large Boilers (>100 MMBtu/hr Heat Input):Controlled Low NOx Burner
|  |  | 14 | Industrial | 01-ALC-AllCommercial-IntLight |  | Ballast – Dimmable: NR - 11 | California Home Energy Efficiency Rating System (CHEERS) | Core | Annual | Large Boilers (>100 MMBtu/hr Heat Input):Controlled – Flue Gas Recirculation
|  |  | 15 | Agricultural | 01-ALC-AllCommercial-OffEquip |  | Ballast – Electronic: NR - 11 | Residential Audits 0.72 |  |  | Small Boilers (<100 MMBtu/hr Heat Input):Uncontrolled
|  |  | System | Not Used | 01-ALC-AllCommercial-Refrig |  | Fluorescent Fixture – T8: C/I/A - 11 | Refrigerator Recycling 0.35 |  |  | Small Boilers (<100 MMBtu/hr Heat Input):Controlled Low NOx Burner
|  |  |  | Not Used | 01-ALC-AllCommercial-Vent/Fan |  | Fixture: T8 Lamp & Electronic Ballast: C/I/A - 11 | Freezer Recycling 0.54 |  |  | Small Boilers (<100 MMBtu/hr Heat Input):Controlled – Flue Gas Recirculation
|  |  |  | Not Used | 02-ASM-Assembly-Cooling |  | T8 Fixtures – 17 Watt Lamp, 2ft or 32-watt Lamp, 4ft 11 | Residential Contractor Program 0.89 |  |  | Residential Furnaces (<0.3):Uncontrolled
[5 empty] | 02-ASM-Assembly-Exit |  | T8 Lamps: C/I/A - 5 | Emerging Technologies 0.83
[5 empty] | 02-ASM-Assembly-ExtLight |  | High Efficiency Lighting (HID): NR - 16 | All other residential programs 0.80
[5 empty] | 02-ASM-Assembly-IntLight |  | High Output T5 Fixture: NR - 16 |  | Electric Rate | Gas Rate
[5 empty] | 03-BCR-BothResidentialandCommercial-COOL |  | Indoor or Outdoor Lighting System Modification: NR - 13.5 | Advanced water heating systems 1.00 | Residential | 0
[5 empty] | 03-BCR-BothResidentialandCommercial-LIT_INT |  | Lighting Controls: NR - 16 | Agricultural and Dairy Incentives 0.75 | Commercial | Residential
[5 empty] | 03-BCR-BothResidentialandCommercial-OFF_EQ |  | Daylighting Controls; NR - 16 | Coin Laundry and Dry Cleaner Education 0.70 | Not Used | Not Used
[5 empty] | 03-BCR-BothResidentialandCommercial-LIT_EXT |  | Lighting Power Density: NR - 11 | Commercial and agricultural information, tools, or design assistance services | Not Used
[5 empty] | 03-BCR-BothResidentialandCommercial-REFG |  | Exit Sign – CF Hardware Kit/LED/ Electro-Luminescent: NR - 16 | Comprehensive Space Conditioning 1.00 | Not Used
[5 empty] | 03-BCR-BothResidentialandCommercial-VENT |  | Occupancy Sensor: NR - 8 | Lodging Education 0.70
[5 empty] | 04-DMO-ResidentialMobileHome–DoubleWide-CL_DRY |  | Photocell: NR - 8 | Express Efficiency (rebates) 0.96
[5 empty] | 04-DMO-ResidentialMobileHome–DoubleWide-CL_WASH |  | Time Clock – Lighting: NR - 8 | Energy Management Services, including audits (for small and medium customers)
[5 empty] | 04-DMO-ResidentialMobileHome–DoubleWide-DSH_WASH |  | Induction Lamps: NR - 2 | Food Services Equipment Retrofit 1.00
[5 empty] | 04-DMO-ResidentialMobileHome–DoubleWide-FREEZ |  | Induction Fixture: NR - 16 | Industrial Information and Services 0.74
[5 empty] | 04-DMO-ResidentialMobileHome–DoubleWide-LIGHT |  | Delamp/reflectors: C/I - 11 | Large Standard Performance Contract 0.70
[5 empty] | 04-DMO-ResidentialMobileHome–DoubleWide-POOL_PMP |  | Optical Reflectors- new construction: Ind, NRNC - 12 | All other nonresidential programs 0.80
[5 empty] | 04-DMO-ResidentialMobileHome–DoubleWide-REFG |  | Optical Reflectors- retrofit: NR - 10 | New Construction
[5 empty] | 04-DMO-ResidentialMobileHome–DoubleWide-SP_COOL |  | HID fixture: Interior, >= 176 Watts lamp: Ind - 16 | Industrial and Agricultural Process 0.94
[5 empty] | 04-DMO-ResidentialMobileHome–DoubleWide-SP_HEAT |  | HID fixture: Interior, 251-400 Watt lamp: Com - 16 | Industrial new construction incentives 0.62
[5 empty] | 04-DMO-ResidentialMobileHome–DoubleWide-WAT_HEAT |  | CFL Fixture: Pin based CFL fixture: Com - 12.0 | Savings by Design 0.82
[5 empty] | 05-ECC-Education–CommunityCollege-COOL |  | Screw-in CFL: Education - Primary School: NR - 5.6 | All other new construction programs 0.80
[5 empty] | 05-ECC-Education–CommunityCollege-LIT_INT |  | Screw-in CFL: Education - Secondary School: NR - 3.5 | Large Standard Performance Contract 0.7011
[5 empty] | 05-ECC-Education–CommunityCollege-OFF_EQ |  | Screw-in CFL: Education - Community College: NR - 2.1 | Savings by Design 0.8212
[5 empty] | 05-ECC-Education–CommunityCollege-LIT_EXT |  | Screw-in CFL: Education - University: NR - 2.6 | Codes and Standards
[5 empty] | 05-ECC-Education–CommunityCollege-REFG |  | Screw-in CFL: Grocery: NR - 1.4
[5 empty] | 05-ECC-Education–CommunityCollege-VENT |  | Screw-in CFL: Health/Medical - Hospital: NR - 0.9
[5 empty] | 06-EPR-Education–PrimarySchool-COOL |  | Screw-in CFL: Health/Medical - Nursing Home: NR - 0.9
[5 empty] | 06-EPR-Education–PrimarySchool-LIT_INT |  | Screw-in CFL: Lodging - Hotel: NR - 0.9
[5 empty] | 06-EPR-Education–PrimarySchool-OFF_EQ |  | Screw-in CFL: Lodging - Motel: NR - 0.9
[5 empty] | 06-EPR-Education–PrimarySchool-LIT_EXT |  | Screw-in CFL: Lodging - Guest Rooms: NR - 7.0
[5 empty] | 06-EPR-Education–PrimarySchool-REFG |  | Screw-in CFL: Manufacturing - Light Industrial: NR - 2.8
[5 empty] | 06-EPR-Education–PrimarySchool-VENT |  | Screw-in CFL: Office - Large: NR - 2.9
[5 empty] | 07-ESE-Education–SecondarySchool-COOL |  | Screw-in CFL: Office - Small: NR - 3.2
[5 empty] | 07-ESE-Education–SecondarySchool-LIT_INT |  | Screw-in CFL: Restaurant - Sit-Down: NR - 2.3
[5 empty] | 07-ESE-Education–SecondarySchool-OFF_EQ |  | Screw-in CFL: Restaurant - Fast-Food: NR - 1.3
[5 empty] | 07-ESE-Education–SecondarySchool-LIT_EXT |  | Screw-in CFL: Retail - 3-Story Large: NR - 1.9
[5 empty] | 07-ESE-Education–SecondarySchool-REFG |  | Screw-in CFL: Retail - Single-Story Large: NR - 1.8
[5 empty] | 07-ESE-Education–SecondarySchool-VENT |  | Screw-in CFL: Retail - Small: NR - 2.1
[5 empty] | 08-EUN-Education–University-COOL |  | Screw-in CFL: Storage - Conditioned: NR - 2.8
[5 empty] | 08-EUN-Education–University-LIT_INT |  | Screw-in CFL: Storage - Unconditioned: NR - 2.8
[5 empty] | 08-EUN-Education–University-OFF_EQ |  | Screw-in CFL: Warehouse - Refrigerated: NR - 3.1
08-EUN-Education–University-LIT_EXT
[5 empty] | 08-EUN-Education–University-REFG |  | HVAC/Refrigeration – SPC: NR - 16
[5 empty] | 08-EUN-Education–University-VENT |  | Chiller – High Efficiency: NR - 20
[5 empty] | 09-GRO-Grocery-COOL |  | Chiller – Variable Speed Drive: NR - 20
[5 empty] | 09-GRO-Grocery-LIT_INT |  | Water Cooled Chillers: NR - 20
[5 empty] | 09-GRO-Grocery-OFF_EQ |  | Air Conditioners – High Efficiency: NR - 15
[5 empty] | 09-GRO-Grocery-LIT_EXT |  | Packaged HVAC Systems: NR - 15
[5 empty] | 09-GRO-Grocery-REFG |  | Install HVAC EMS: Com - 14
[5 empty] | 09-GRO-Grocery-VENT |  | AC Packaged Terminal Units: NR - 15
[5 empty] | 10-HSP-Health/Medical–Hospital-COOL |  | Evaporative Coolers: NR - 15
[5 empty] | 10-HSP-Health/Medical–Hospital-LIT_INT |  | Boiler – High Efficiency: NR - 20
[5 empty] | 10-HSP-Health/Medical–Hospital-OFF_EQ |  | Cooling Towers/Evaporative Condenser: NR - 15
[5 empty] | 10-HSP-Health/Medical–Hospital-LIT_EXT |  | Heat Pump – Split System: NR - 15
[5 empty] | 10-HSP-Health/Medical–Hospital-REFG |  | Heat Pump with Integrated Water Heating: NR - 10
[5 empty] | 10-HSP-Health/Medical–Hospital-VENT |  | Ground Source Heat Pump: NR - 15
[5 empty] | 11-HTL-Lodging–Hotel(GuestRooms)-COOL |  | Reduce Internal Load: NR - 15
[5 empty] | 11-HTL-Lodging–Hotel(GuestRooms)-LIT_INT |  | Insulation: NR - 20
[5 empty] | 11-HTL-Lodging–Hotel(GuestRooms)-OFF_EQ |  | Insulation Package: NR - 20
[5 empty] | 11-HTL-Lodging–Hotel(GuestRooms)-LIT_EXT |  | Reflective Window Film: NR - 10
[5 empty] | 11-HTL-Lodging–Hotel(GuestRooms)-REFG |  | Bypass/Delay Timer(lighting): NR - 8
[5 empty] | 11-HTL-Lodging–Hotel(GuestRooms)-VENT |  | Set-Back Thermostat: NR - 11
[5 empty] | 12-MBT-Manufacturing–Bio/Tech-AG_PUMP |  | Time Clock - HVAC: NR - 10
[5 empty] | 12-MBT-Manufacturing–Bio/Tech-COMP_AIR |  | HVAC/Space Heating/Efficiency (Gas): NR - 18
[5 empty] | 12-MBT-Manufacturing–Bio/Tech-COOL |  | Nonresidential Gas – AC: NR - 20
12-MBT-Manufacturing–Bio/Tech-LIGHT
[5 empty] | 12-MBT-Manufacturing–Bio/Tech-MOTOR |  | Adjustable speed drive, application unknown: Ag - 10
[5 empty] | 12-MBT-Manufacturing–Bio/Tech-PROC_OTH |  | Adjustable speed drive, application unknown: Com - 10
[5 empty] | 13-MFM-ResidentialMulti-family-CL_DRY |  | Adjustable Speed Drive: HVAC fan, 50 HP Max: Com - 10
[5 empty] | 13-MFM-ResidentialMulti-family-CL_WASH |  | Pump repair: Ag - 11
[5 empty] | 13-MFM-ResidentialMulti-family-DSH_WASH |  | Injection molding machines: Ind - 15
[5 empty] | 13-MFM-ResidentialMulti-family-FREEZ |  | Plastic extusion equipment: Ind - 15
[5 empty] | 13-MFM-ResidentialMulti-family-LIGHT |  | Process cooling: Ind - 15
[5 empty] | 13-MFM-ResidentialMulti-family-POOL_PMP |  | Process equipment insulation: Ind - 15
13-MFM-ResidentialMulti-family-REFG
[5 empty] | 13-MFM-ResidentialMulti-family-SP_COOL |  | Horizontal Clothes Washer: NR - 10
[5 empty] | 13-MFM-ResidentialMulti-family-SP_HEAT |  | Efficient Dishwashing: NR - 5
[5 empty] | 13-MFM-ResidentialMulti-family-WAT_HEAT |  | Water Heater Controls: NR - 15
[5 empty] | 14-MLI-Manufacturing–LightIndustry-AG_PUMP |  | Cooking measures , Assorted: Com - 12
[5 empty] | 14-MLI-Manufacturing–LightIndustry-COMP_AIR |  | Water Heater – Gas: NR - 15
[5 empty] | 14-MLI-Manufacturing–LightIndustry-COOL |  | Domestic Hot Water Boiler (Gas): NR - 20
14-MLI-Manufacturing–LightIndustry-LIGHT
[5 empty] | 14-MLI-Manufacturing–LightIndustry-MOTOR |  | Auto Closer for Cooler/Freezer: NR - 8
[5 empty] | 14-MLI-Manufacturing–LightIndustry-PROC_OTH |  | Door Gaskets: NR - 4
[5 empty] | 15-MTL-Lodging–Motel-COOL |  | Floating Head Pressure: NR - 16
[5 empty] | 15-MTL-Lodging–Motel-LIT_INT |  | Heatless Door: NR - 16
[5 empty] | 15-MTL-Lodging–Motel-OFF_EQ |  | Humidistat Control for Anti-Sweat Heater: NR - 12
[5 empty] | 15-MTL-Lodging–Motel-LIT_EXT |  | Insulation on Refrigeration Suction Line: NR - 11
[5 empty] | 15-MTL-Lodging–Motel-REFG |  | Night Covers for Display Cases: NR - 5
[5 empty] | 15-MTL-Lodging–Motel-VENT |  | PSC Evaporator Motor – Walkin/ Display: NR - 15
[5 empty] | 16-NRS-Health/Medical–Clinic-COOL |  | Refrigeration Case Doors – Glass/Acrylic: NR - 12
[5 empty] | 16-NRS-Health/Medical–Clinic-LIT_INT |  | Refrigerator Case with Doors: NR - 12
[5 empty] | 16-NRS-Health/Medical–Clinic-OFF_EQ |  | Refrigerator Condensate Evaporator – Elec/Non Elec: NR - 8
[5 empty] | 16-NRS-Health/Medical–Clinic-LIT_EXT |  | Strip Curtains for Walk-Ins: NR - 4
[5 empty] | 16-NRS-Health/Medical–Clinic-REFG |  | Ballast: Electronic, for display case: NR - 11
[5 empty] | 16-NRS-Health/Medical–Clinic-VENT |  | Defrost: NR - 16
[5 empty] | 17-OFL-Office–Large-Cooling |  | FHP & EFF Conditioner: NR - 16
[5 empty] | 17-OFL-Office–Large-ExtLight |  | High-efficiency Liquid Suction Heat Exchangers: NR - 16
[5 empty] | 17-OFL-Office–Large-IntLight |  | Night Shields on Refrigerator and Freezer Cases: NR - 5
[5 empty] | 17-OFL-Office–Large-OffEquip |  | Walk-in Refrigerator or Freezer: Evaporative Fan Controller: NR - 5
[5 empty] | 17-OFL-Office–Large-Refrig |  | Multiplec Refrigeration Systems/Supermarket Systems: NR - 10
17-OFL-Office–Large-Vent/Fan
[5 empty] | 18-OFS-Office–Small-Cooling |  | Kiln/Oven/Furnace: NR - 18
[5 empty] | 18-OFS-Office–Small-ExtLight |  | Thermal Night Curtains: NR - 5
[5 empty] | 18-OFS-Office–Small-IntLight |  | Custom Measures – SPC: NR - 15
[5 empty] | 18-OFS-Office–Small-OffEquip |  | Local Government Partnership: NR - 11
[5 empty] | 18-OFS-Office–Small-Refrig |  | Audits: NR - 3
[5 empty] | 18-OFS-Office–Small-Vent/Fan |  | Plug Load Sensor: NR - 10
[5 empty] | 19-RES-AllResidential-CL_DRY |  | Information: NR - 1
[5 empty] | 19-RES-AllResidential-CL_WASH |  | High Efficiency Motors: NR - 15
[5 empty] | 19-RES-AllResidential-DSH_WASH |  | Process Overhaul: NR - 20
[5 empty] | 19-RES-AllResidential-FREEZ |  | System Controls: NR - 15
19-RES-AllResidential-LIGHT
19-RES-AllResidential-POOL_PMP
[5 empty] | 19-RES-AllResidential-REFG |  | RESIDENTIAL MEASURES
[5 empty] | 19-RES-AllResidential-SP_COOL |  | ****************************************************************
[5 empty] | 19-RES-AllResidential-SP_HEAT |  | T8 Fixtures ; lamp or ballast: Res - 15
[5 empty] | 19-RES-AllResidential-WAT_HEAT |  | Pin based CFL Fixture: Res - 16
[5 empty] | 20-RFF-Restaurant–FastFood-Cooling |  | CFL: Indoor Screw in: Res - 9.4
[5 empty] | 20-RFF-Restaurant–FastFood-ExtLight |  | CFL: Outdoor Screw in: Res - 7
[5 empty] | 20-RFF-Restaurant–FastFood-IntLight |  | Torchiere: Res - 9
20-RFF-Restaurant–FastFood-OffEquip
[5 empty] | 20-RFF-Restaurant–FastFood-Refrig |  | Air Conditioners with SEER >= 11.0: Res - 18
[5 empty] | 20-RFF-Restaurant–FastFood-Vent/Fan |  | Central Air Conditioners: Res - 18
[5 empty] | 21-RSD-Restaurant–SitDown-COOL |  | Duct Testing: Res NC - 18
[5 empty] | 21-RSD-Restaurant–SitDown-LIT_INT |  | High Energy Efficiency Ducts: Res - 18
[5 empty] | 21-RSD-Restaurant–SitDown-OFF_EQ |  | Whole House Fan: Res - 15
[5 empty] | 21-RSD-Restaurant–SitDown-LIT_EXT |  | Evaporative Cooler: Res - 15
[5 empty] | 21-RSD-Restaurant–SitDown-PROC_OTH |  | Glazing - Low E Double / Low Shade Coefficient: Res - 20
[5 empty] | 21-RSD-Restaurant–SitDown-REFG |  | Heat Pump - Electric: Res - 15
[5 empty] | 21-RSD-Restaurant–SitDown-VENT |  | Insulation - Ceiling / Floor / Walls: Res - 20
[5 empty] | 22-RT3-Retail–3StoryLarge-COOL |  | A/C with Integrated Water Heating: Res - 10
[5 empty] | 22-RT3-Retail–3StoryLarge-LIT_INT |  | Programmable Thermostat: Res - 12
22-RT3-Retail–3StoryLarge-OFF_EQ
[5 empty] | 22-RT3-Retail–3StoryLarge-LIT_EXT |  | Audits: Res - 3
[5 empty] | 22-RT3-Retail–3StoryLarge-REFG |  | Gas Cooktops: Res - 20
[5 empty] | 22-RT3-Retail–3StoryLarge-VENT |  | Gas Dryer Stub: Res - 18
[5 empty] | 23-RTL-Retail–SingleStorylarge-COOL |  | Energy-Efficient Furnaces: Res - 18
23-RTL-Retail–SingleStorylarge-LIT_INT
[5 empty] | 23-RTL-Retail–SingleStorylarge-OFF_EQ |  | Refrigerator Recycling: Res - 10
[5 empty] | 23-RTL-Retail–SingleStorylarge-LIT_EXT |  | Refrigerator - Energy Efficient; 20% more efficient: Res - 18
[5 empty] | 23-RTL-Retail–SingleStorylarge-REFG |  | Refrigerators: Res - 18
23-RTL-Retail–SingleStorylarge-VENT
24-RTS-Retail–Small-COOL
[5 empty] | 24-RTS-Retail–Small-LIT_INT |  | GENERIC USEFUL LIVES:
[5 empty] | 24-RTS-Retail–Small-OFF_EQ |  | ****************************************************************
[5 empty] | 24-RTS-Retail–Small-LIT_EXT |  | 0.1
[5 empty] | 24-RTS-Retail–Small-REFG |  | 0.2
[5 empty] | 24-RTS-Retail–Small-VENT |  | 0.3
[5 empty] | 25-SCN-Storage–Conditioned-Cooling |  | 0.4
[5 empty] | 25-SCN-Storage–Conditioned-Exit |  | 0.5
[5 empty] | 25-SCN-Storage–Conditioned-ExtLight |  | 0.6
[5 empty] | 26-SFM-ResidentialSingleFamily-CL_DRY |  | 0.7
[5 empty] | 26-SFM-ResidentialSingleFamily-CL_WASH |  | 0.8
[5 empty] | 26-SFM-ResidentialSingleFamily-DSH_WASH |  | 0.9
[5 empty] | 26-SFM-ResidentialSingleFamily-FREEZ |  | 1
[5 empty] | 26-SFM-ResidentialSingleFamily-LIGHT |  | 1.1
[5 empty] | 26-SFM-ResidentialSingleFamily-POOL_PMP |  | 1.2
[5 empty] | 26-SFM-ResidentialSingleFamily-REFG |  | 1.3
[5 empty] | 26-SFM-ResidentialSingleFamily-SP_COOL |  | 1.4
[5 empty] | 26-SFM-ResidentialSingleFamily-SP_HEAT |  | 1.5
[5 empty] | 26-SFM-ResidentialSingleFamily-WAT_HEAT |  | 1.6
[5 empty] | 27-SMO-ResidentialMobileHome–SingleWide-CL_DRY |  | 1.7
[5 empty] | 27-SMO-ResidentialMobileHome–SingleWide-CL_WASH |  | 1.8
[5 empty] | 27-SMO-ResidentialMobileHome–SingleWide-DSH_WASH |  | 1.9
[5 empty] | 27-SMO-ResidentialMobileHome–SingleWide-FREEZ |  | 2
[5 empty] | 27-SMO-ResidentialMobileHome–SingleWide-LIGHT |  | 2.1
[5 empty] | 27-SMO-ResidentialMobileHome–SingleWide-POOL_PMP |  | 2.2
[5 empty] | 27-SMO-ResidentialMobileHome–SingleWide-REFG |  | 2.3
[5 empty] | 27-SMO-ResidentialMobileHome–SingleWide-SP_COOL |  | 2.4
[5 empty] | 27-SMO-ResidentialMobileHome–SingleWide-SP_HEAT |  | 2.5
[5 empty] | 27-SMO-ResidentialMobileHome–SingleWide-WAT_HEAT |  | 2.6
[5 empty] | 28-SUN-Storage–Unconditioned-Exit |  | 2.7
[5 empty] | 28-SUN-Storage–Unconditioned-ExtLight |  | 2.8
[5 empty] | 29-WRF-Storage–Refrigerated-Cooling |  | 2.9
[5 empty] | 29-WRF-Storage–Refrigerated-Exit |  | 3
[5 empty] | 29-WRF-Storage–Refrigerated-ExtLight |  | 3.1
[5 empty] | 30-S20-SIC20Food&KindredProducts-AG_PUMP |  | 3.2
[5 empty] | 30-S20-SIC20Food&KindredProducts-COMP_AIR |  | 3.3
[5 empty] | 30-S20-SIC20Food&KindredProducts-COOL |  | 3.4
[5 empty] | 30-S20-SIC20Food&KindredProducts-LIGHT |  | 3.5
[5 empty] | 30-S20-SIC20Food&KindredProducts-MOTOR |  | 3.6
[5 empty] | 30-S20-SIC20Food&KindredProducts-PROC_OTH |  | 3.7
[5 empty] | 31-S26-SIC26Paper&AlliedProducts-AG_PUMP |  | 3.8
[5 empty] | 31-S26-SIC26Paper&AlliedProducts-COMP_AIR |  | 3.9
[5 empty] | 31-S26-SIC26Paper&AlliedProducts-COOL |  | 4
[5 empty] | 31-S26-SIC26Paper&AlliedProducts-LIGHT |  | 4.1
[5 empty] | 31-S26-SIC26Paper&AlliedProducts-MOTOR |  | 4.2
[5 empty] | 31-S26-SIC26Paper&AlliedProducts-PROC_OTH |  | 4.3
[5 empty] | 32-S28-SIC28Chemicals&AlliedProducts-AG_PUMP |  | 4.4
[5 empty] | 32-S28-SIC28Chemicals&AlliedProducts-COMP_AIR |  | 4.5
[5 empty] | 32-S28-SIC28Chemicals&AlliedProducts-COOL |  | 4.6
[5 empty] | 32-S28-SIC28Chemicals&AlliedProducts-LIGHT |  | 4.7
[5 empty] | 32-S28-SIC28Chemicals&AlliedProducts-MOTOR |  | 4.8
[5 empty] | 32-S28-SIC28Chemicals&AlliedProducts-PROC_OTH |  | 4.9
[5 empty] | 33-S29-SIC29Petroleum&CoalProducts-AG_PUMP |  | 5
[5 empty] | 33-S29-SIC29Petroleum&CoalProducts-COMP_AIR |  | 5.1
[5 empty] | 33-S29-SIC29Petroleum&CoalProducts-COOL |  | 5.2
[5 empty] | 33-S29-SIC29Petroleum&CoalProducts-LIGHT |  | 5.3
[5 empty] | 33-S29-SIC29Petroleum&CoalProducts-MOTOR |  | 5.4
[5 empty] | 33-S29-SIC29Petroleum&CoalProducts-PROC_OTH |  | 5.5
[5 empty] | 34-S33-SIC33Metals-AG_PUMP |  | 5.6
[5 empty] | 34-S33-SIC33Metals-COMP_AIR |  | 5.7
[5 empty] | 34-S33-SIC33Metals-COOL |  | 5.8
[5 empty] | 34-S33-SIC33Metals-LIGHT |  | 5.9
[5 empty] | 34-S33-SIC33Metals-MOTOR |  | 6
[5 empty] | 34-S33-SIC33Metals-PROC_OTH |  | 6.1
[5 empty] | 35-OTI-OtherIndustrial-AG_PUMP |  | 6.2
[5 empty] | 35-OTI-OtherIndustrial-COMP_AIR |  | 6.3
[5 empty] | 35-OTI-OtherIndustrial-COOL |  | 6.4
[5 empty] | 35-OTI-OtherIndustrial-LIGHT |  | 6.5
[5 empty] | 35-OTI-OtherIndustrial-MOTOR |  | 6.6
[5 empty] | 35-OTI-OtherIndustrial-PROC_OTH |  | 6.7
[5 empty] | 36-GST-Lodging-GuestRooms-Cooling |  | 6.8
[5 empty] | 36-GST-Lodging-GuestRooms-ExtLight |  | 6.9
[5 empty] | 36-GST-Lodging-GuestRooms-IntLight |  | 7
[5 empty] | 36-GST-Lodging-GuestRooms-OffEquip |  | 7.1
[5 empty] | 36-GST-Lodging-GuestRooms-Refrig |  | 7.2
[5 empty] | 36-GST-Lodging-GuestRooms-Vent/Fan |  | 7.3
7.4
7.5
7.6
7.7
7.8
7.9
8
8.1
8.2
8.3
8.4
8.5
8.6
8.7
8.8
8.9
9
9.1
9.2
9.3
9.4
9.5
9.6
9.7
9.8
9.9
10
10.1
10.2
10.3
10.4
10.5
10.6
10.7
10.8
10.9
11
11.1
11.2
11.3
11.4
11.5
11.6
11.7
11.8
11.9
12
12.1
12.2
12.3
12.4
12.5
12.6
12.7
12.8
12.9
13
13.1
13.2
13.3
13.4
13.5
13.6
13.7
13.8
13.9
14
14.1
14.2
14.3
14.4
14.5
14.6
14.7
14.8
14.9
15
15.1
15.2
15.3
15.4
15.5
15.6
15.7
15.8
15.9
16
16.1
16.2
16.3
16.4
16.5
16.6
16.7
16.8
16.9
17
17.1
17.2
17.3
17.4
17.5
17.6
17.7
17.8
17.9
18
19
20