## Export
PROGRAM NAME | 0
BUDGET
Administrative Costs
Overhead and G&A | 0
Other Administrative Costs | 0
Marketing/Outreach | 0
Direct Implementation
Incentives and Rebates
User Input Incentive | 0
Direct Install Rebate | 114749.7512
Direct Install Labor | 0
Direct Install Materials | 0
Activity | 0
Installation | 0
Hardware & Materials | 0
Rebate Processing & Inspection | 0
EM&V Costs | 0
Budget | 114749.7512
Costs recovered from other sources | 0
Budget (plus other costs) | 114749.7512
PROGRAM IMPACTS
Program Reductions for Measures installed through 2008
User Entered kW (kW) | 157.5409
Net Jul-Sept Peak (kW) | 174.9598
Net Dec-Feb Peak (kW) | 63.0806
Net NCP (kW) | 10.4831
Net CEC (kW) | 0
Annual Net kWh | 514566.1916
Lifecycle Net kWh | 2175448.164
Annual Net Therms | 1882.4088
Lifecycle Net Therms | 33883.3577
Cost Effectiveness for all measures installed through 2012
TRC
Costs | 91571.2636
Electric Benefits | 185143.3871
Gas Benefits | 17570.3577
Net Benefits (NPV) | 111142.4811
BC Ratio | 2.2137
PAC
Costs | 92297.3861
Electric Benefits | 185143.3871
Gas Benefits | 17570.3577
Net Benefits (NPV) | 110416.3587
BC Ratio | 2.1963
Levelized Cost
Levelized Cost TRC ($/kWh )
Discounted kWh | 1447118.0709
Cost | 0.0601
Benefits | 0.12794
Benefit-Cost | 0.067839
Levelized Cost PAC ($/kWh)
Discounted kWh | 1447118.0709
Cost | 0.060603
Benefits | 0.12794
Benefit-Cost | 0.067337
Levelized Cost TRC ($/therm)
Discounted Therms | 16020.1604
Cost | 0.27638
Benefits | 1.0968
Benefit-Cost | 0.82039
Levelized Cost PAC ($/therm)
Discounted Therms | 16020.1604
Cost | 0.28648
Benefits | 1.0968
Benefit-Cost | 0.81029
Emission Annual Reductions (2006-2008) |  | Energy Division File sheet "Attachment II" Total Electricity and Gas Emission Reductions
Electric Annual CO2 (tons) - 2006 | 0 |  | 2006 | 2007 | 2008 | 2009 | 2010 | 2011 | 2012
2007 | 0 |  | Total | Total | Total | Total | Total | Total | Total
2008 | 295.49 | Annual CO2 Emission Reductions (tons) | 0 | 0 | 306.5021 | 0 | 0 | 0 | 0
Electric Lifecycle CO2 (tons) - 2006 | 0 | Lifecycle CO2 Emission Reductions (tons) | 0 | 0 | 1447.8618 | 0 | 0 | 0 | 0
2007 | 0 | Annual NOx Emission Reductions (tons) | 0 | 0 | 0.048733 | 0 | 0 | 0 | 0
2008 | 1249.6442 | Lifecycle NOx Emission Reductions (tons) | 0 | 0 | 0.32538 | 0 | 0 | 0 | 0
Electric Annual NOX (tons) - 2006 | 0 | Annual SO2 Emission Reductions (tons)
2007 | 0 | Lifecycle SO2 Emission Reductions (tons)
2008 | 0.040074
Electric Lifecycle NOX (tons) - 2006 | 0
2007 | 0
2008 | 0.16952
Electric Annual SO2 (lbs) - 2006
2007
2008
Electric Lifecycle SO2 (lbs) - 2006
2007
2008
Gas Annual CO2 (tons) - 2006 | 0
2007 | 0
2008 | 11.0121
Gas Lifecycle CO2 (tons) - 2006 | 0
2007 | 0
2008 | 198.2176
Gas Annual NOX (tons) - 2006 | 0
2007 | 0
2008 | 0.0086591
Gas Lifecycle NOX (tons) - 2006 | 0
2007 | 0
2008 | 0.15586
Gas Annual SO2 (lbs) - 2006
2007
2008
Gas Lifecycle SO2 (lbs) - 2006
2007
2008
Data below not currently used in Energy Division workbook
Levelized Cost RIM ($/therm)
Discounted Therms | 16020.1604
Cost | 0.49937
Benefits | 1.0968
Benefit-Cost | 0.5974
Levelized Cost RIM ($/kWh)
Discounted kWh | 1447118.0709
Cost | 0.058252
Benefits | 0.12794
Benefit-Cost | 0.5974
RIM
Costs | 92297.3861
Electric Benefits | 185143.3871
Gas Benefits | 17570.3577
Net Benefits (NPV) | 110416.3587
BC Ratio | 2.1963
Impacts for all programs installed trhough 2012
Net July-Sept Peak (kW)
Clothes Dryer | 0
Clothes Washer | 0
Consumer Electronics | 0
Cooking | 0
Dishwasher | 0
Net Dec-Feb Pk (kW)
Clothes Dryer | 0
Clothes Washer | 0
Consumer Electronics | 0
Cooking | 0
Dishwasher | 0
0
Clothes Dryer | 0
Clothes Washer | 0
Consumer Electronics | 0
Cooking | 0
Dishwasher | 0
Annual Net kWh
Clothes Dryer | 0
Clothes Washer | 0
Consumer Electronics | 0
Cooking | 0
Dishwasher | 0
Lifecycle Net kWh
Clothes Dryer | 0
Clothes Washer | 0
Consumer Electronics | 0
Cooking | 0
Dishwasher | 0
Annual Net Therms
Clothes Dryer | 0
Clothes Washer | 0
Consumer Electronics | 0
Cooking | 0
Dishwasher | 0
Lifecycle Net Therms
Clothes Dryer | 0
Clothes Washer | 0
Consumer Electronics | 0
Cooking | 0
Dishwasher | 0

## Output by Measure
0
0
SDG&E | [7 empty] | Levelized Benefits less Costs (TRC) |  |  |  | Levelized Benefits less Costs (PAC) |  |  |  | Benefit Cost Ratios
Net Impacts by Measure | [7 empty] | No Allocated Admin |  | w/ Allocated Admin |  | No Allocated Admin |  | w/ Allocated Admin |  | No Allocated Admin |  | w/ Allocated Admin
| Net Avg Jul-Sep (kW) | Net Dec-Feb Pk (kW) | Net User Entered kW | Annual kWh adj for Net to gross | Lifecycle kWh (Annual * Measure Life) | Annual Therms | Lifecycle Therms | Electric ($/kWh) | Gas ($/Th) | Electric ($/kWh) | Gas ($/Th) | Electric ($/kWh) | Gas ($/Th) | Electric ($/kWh) | Gas ($/Th) | TRC | PAC | TRC | PAC
Total or Average | 174.9598 | 63.0806 | 157.5409 | 514566.1916 | 2175448.164 | 1882.4088 | 33883.3577 | 0.067839 | 0.82039 | 0.067839 | 0.82039 | 0.067337 | 0.81029 | 0.067337 | 0.81029
267045-Commercial Condensor Coil Cleaning (all units - savings at 50% of DEER) Com All CZ10 VintAll | 0.14449 | 0.057641 | 0.399 | 444 | 1332 | 0 | 0 | 0.086886 | 0 | 0.086886 | 0 | 0.086886 | 0 | 0.086886 | 0 | 2.7976 | 2.7976 | 2.7976 | 2.7976
267030-Commercial HVAC Diagnostic/Tune-up Com All CZ10 VintAll | 0.060111 | 0.02398 | 0.134 | 184.719 | 1847.19 | 0 | 0 | -0.033542 | 0 | -0.033542 | 0 | -0.033542 | 0 | -0.033542 | 0 | 0.79808 | 0.79808 | 0.79808 | 0.79808
267045-Commercial Condensor Coil Cleaning (all units - savings at 50% of DEER) Com All CZ10 VintAll | 0.12041 | 0.048034 | 0.3325 | 370 | 1110 | 0 | 0 | 0.086886 | 0 | 0.086886 | 0 | 0.086886 | 0 | 0.086886 | 0 | 2.7976 | 2.7976 | 2.7976 | 2.7976
267045-Commercial Condensor Coil Cleaning (all units - savings at 50% of DEER) Com All CZ10 VintAll | 0.12041 | 0.048034 | 0.3325 | 370 | 1110 | 0 | 0 | 0.086886 | 0 | 0.086886 | 0 | 0.086886 | 0 | 0.086886 | 0 | 2.7976 | 2.7976 | 2.7976 | 2.7976
267045-Commercial Condensor Coil Cleaning (all units - savings at 50% of DEER) Com All CZ10 VintAll | 0.14449 | 0.057641 | 0.399 | 444 | 1332 | 0 | 0 | 0.086886 | 0 | 0.086886 | 0 | 0.086886 | 0 | 0.086886 | 0 | 2.7976 | 2.7976 | 2.7976 | 2.7976
267030-Commercial HVAC Diagnostic/Tune-up Com All CZ10 VintAll | 0.072134 | 0.028777 | 0.1608 | 221.6628 | 2216.628 | 0 | 0 | -0.033542 | 0 | -0.033542 | 0 | -0.033542 | 0 | -0.033542 | 0 | 0.79808 | 0.79808 | 0.79808 | 0.79808
267045-Commercial Condensor Coil Cleaning (all units - savings at 50% of DEER) Com All CZ10 VintAll | 0.14449 | 0.057641 | 0.399 | 444 | 1332 | 0 | 0 | 0.086886 | 0 | 0.086886 | 0 | 0.086886 | 0 | 0.086886 | 0 | 2.7976 | 2.7976 | 2.7976 | 2.7976
267029-Commercial HVAC Diagnostic/Tune-up Com All CZ07 VintAll | 0.046676 | 0.018621 | 0.1608 | 143.4336 | 1434.336 | 0 | 0 | -0.12329 | 0 | -0.12329 | 0 | -0.12329 | 0 | -0.12329 | 0 | 0.51974 | 0.51974 | 0.51974 | 0.51974
267044-Commercial Condensor Coil Cleaning (all units - savings at 50% of DEER) Com All CZ07 VintAll | 0.11715 | 0.046736 | 0.282 | 360 | 1080 | 0 | 0 | 0.076463 | 0 | 0.076463 | 0 | 0.076463 | 0 | 0.076463 | 0 | 2.2827 | 2.2827 | 2.2827 | 2.2827
267044-Commercial Condensor Coil Cleaning (all units - savings at 50% of DEER) Com All CZ07 VintAll | 0.11715 | 0.046736 | 0.282 | 360 | 1080 | 0 | 0 | 0.076463 | 0 | 0.076463 | 0 | 0.076463 | 0 | 0.076463 | 0 | 2.2827 | 2.2827 | 2.2827 | 2.2827
267044-Commercial Condensor Coil Cleaning (all units - savings at 50% of DEER) Com All CZ07 VintAll | 0.13668 | 0.054525 | 0.329 | 420 | 1260 | 0 | 0 | 0.076463 | 0 | 0.076463 | 0 | 0.072205 | 0 | 0.072205 | 0 | 2.2827 | 2.1305 | 2.2827 | 2.1305
267029-Commercial HVAC Diagnostic/Tune-up Com All CZ07 VintAll | 0.031118 | 0.012414 | 0.1072 | 95.6224 | 956.224 | 0 | 0 | -0.12329 | 0 | -0.12329 | 0 | -0.12329 | 0 | -0.12329 | 0 | 0.51974 | 0.51974 | 0.51974 | 0.51974
267044-Commercial Condensor Coil Cleaning (all units - savings at 50% of DEER) Com All CZ07 VintAll | 0.078101 | 0.031157 | 0.188 | 240 | 720 | 0 | 0 | 0.076463 | 0 | 0.076463 | 0 | 0.076463 | 0 | 0.076463 | 0 | 2.2827 | 2.2827 | 2.2827 | 2.2827
267029-Commercial HVAC Diagnostic/Tune-up Com All CZ07 VintAll | 0.054456 | 0.021724 | 0.1876 | 167.3392 | 1673.392 | 0 | 0 | -0.12329 | 0 | -0.12329 | 0 | -0.14163 | 0 | -0.14163 | 0 | 0.51974 | 0.48509 | 0.51974 | 0.48509
267044-Commercial Condensor Coil Cleaning (all units - savings at 50% of DEER) Com All CZ07 VintAll | 0.13668 | 0.054525 | 0.329 | 420 | 1260 | 0 | 0 | 0.076463 | 0 | 0.076463 | 0 | 0.072205 | 0 | 0.072205 | 0 | 2.2827 | 2.1305 | 2.2827 | 2.1305
267029-Commercial HVAC Diagnostic/Tune-up Com All CZ07 VintAll | 0.038897 | 0.015517 | 0.134 | 119.528 | 1195.28 | 0 | 0 | -0.12329 | 0 | -0.12329 | 0 | -0.12329 | 0 | -0.12329 | 0 | 0.51974 | 0.51974 | 0.51974 | 0.51974
267044-Commercial Condensor Coil Cleaning (all units - savings at 50% of DEER) Com All CZ07 VintAll | 0.097626 | 0.038946 | 0.235 | 300 | 900 | 0 | 0 | 0.076463 | 0 | 0.076463 | 0 | 0.076463 | 0 | 0.076463 | 0 | 2.2827 | 2.2827 | 2.2827 | 2.2827
267044-Commercial Condensor Coil Cleaning (all units - savings at 50% of DEER) Com All CZ07 VintAll | 0.058576 | 0.023368 | 0.141 | 180 | 540 | 0 | 0 | 0.076463 | 0 | 0.076463 | 0 | 0.076463 | 0 | 0.076463 | 0 | 2.2827 | 2.2827 | 2.2827 | 2.2827
267044-Commercial Condensor Coil Cleaning (all units - savings at 50% of DEER) Com All CZ07 VintAll | 0.058576 | 0.023368 | 0.141 | 180 | 540 | 0 | 0 | 0.076463 | 0 | 0.076463 | 0 | 0.06156 | 0 | 0.06156 | 0 | 2.2827 | 1.8261 | 2.2827 | 1.8261
267044-Commercial Condensor Coil Cleaning (all units - savings at 50% of DEER) Com All CZ07 VintAll | 0.058576 | 0.023368 | 0.141 | 180 | 540 | 0 | 0 | 0.076463 | 0 | 0.076463 | 0 | 0.06156 | 0 | 0.06156 | 0 | 2.2827 | 1.8261 | 2.2827 | 1.8261
267044-Commercial Condensor Coil Cleaning (all units - savings at 50% of DEER) Com All CZ07 VintAll | 0.097626 | 0.038946 | 0.235 | 300 | 900 | 0 | 0 | 0.076463 | 0 | 0.076463 | 0 | 0.076463 | 0 | 0.076463 | 0 | 2.2827 | 2.2827 | 2.2827 | 2.2827
267044-Commercial Condensor Coil Cleaning (all units - savings at 50% of DEER) Com All CZ07 VintAll | 0.097626 | 0.038946 | 0.235 | 300 | 900 | 0 | 0 | 0.076463 | 0 | 0.076463 | 0 | 0.076463 | 0 | 0.076463 | 0 | 2.2827 | 2.2827 | 2.2827 | 2.2827
267044-Commercial Condensor Coil Cleaning (all units - savings at 50% of DEER) Com All CZ07 VintAll | 0.097626 | 0.038946 | 0.235 | 300 | 900 | 0 | 0 | 0.076463 | 0 | 0.076463 | 0 | 0.076463 | 0 | 0.076463 | 0 | 2.2827 | 2.2827 | 2.2827 | 2.2827
267044-Commercial Condensor Coil Cleaning (all units - savings at 50% of DEER) Com All CZ07 VintAll | 0.097626 | 0.038946 | 0.235 | 300 | 900 | 0 | 0 | 0.076463 | 0 | 0.076463 | 0 | 0.076463 | 0 | 0.076463 | 0 | 2.2827 | 2.2827 | 2.2827 | 2.2827
267029-Commercial HVAC Diagnostic/Tune-up Com All CZ07 VintAll | 0.023338 | 0.0093104 | 0.0804 | 71.7168 | 717.168 | 0 | 0 | -0.12329 | 0 | -0.12329 | 0 | -0.12329 | 0 | -0.12329 | 0 | 0.51974 | 0.51974 | 0.51974 | 0.51974
267044-Commercial Condensor Coil Cleaning (all units - savings at 50% of DEER) Com All CZ07 VintAll | 0.058576 | 0.023368 | 0.141 | 180 | 540 | 0 | 0 | 0.076463 | 0 | 0.076463 | 0 | 0.076463 | 0 | 0.076463 | 0 | 2.2827 | 2.2827 | 2.2827 | 2.2827
267029-Commercial HVAC Diagnostic/Tune-up Com All CZ07 VintAll | 0.038897 | 0.015517 | 0.134 | 119.528 | 1195.28 | 0 | 0 | -0.12329 | 0 | -0.12329 | 0 | -0.12329 | 0 | -0.12329 | 0 | 0.51974 | 0.51974 | 0.51974 | 0.51974
267044-Commercial Condensor Coil Cleaning (all units - savings at 50% of DEER) Com All CZ07 VintAll | 0.097626 | 0.038946 | 0.235 | 300 | 900 | 0 | 0 | 0.076463 | 0 | 0.076463 | 0 | 0.076463 | 0 | 0.076463 | 0 | 2.2827 | 2.2827 | 2.2827 | 2.2827
267044-Commercial Condensor Coil Cleaning (all units - savings at 50% of DEER) Com All CZ07 VintAll | 0.097626 | 0.038946 | 0.235 | 300 | 900 | 0 | 0 | 0.076463 | 0 | 0.076463 | 0 | 0.076463 | 0 | 0.076463 | 0 | 2.2827 | 2.2827 | 2.2827 | 2.2827
267044-Commercial Condensor Coil Cleaning (all units - savings at 50% of DEER) Com All CZ07 VintAll | 0.097626 | 0.038946 | 0.235 | 300 | 900 | 0 | 0 | 0.076463 | 0 | 0.076463 | 0 | 0.076463 | 0 | 0.076463 | 0 | 2.2827 | 2.2827 | 2.2827 | 2.2827
267044-Commercial Condensor Coil Cleaning (all units - savings at 50% of DEER) Com All CZ07 VintAll | 0.11715 | 0.046736 | 0.282 | 360 | 1080 | 0 | 0 | 0.076463 | 0 | 0.076463 | 0 | 0.076463 | 0 | 0.076463 | 0 | 2.2827 | 2.2827 | 2.2827 | 2.2827
267044-Commercial Condensor Coil Cleaning (all units - savings at 50% of DEER) Com All CZ07 VintAll | 0.11715 | 0.046736 | 0.282 | 360 | 1080 | 0 | 0 | 0.076463 | 0 | 0.076463 | 0 | 0.076463 | 0 | 0.076463 | 0 | 2.2827 | 2.2827 | 2.2827 | 2.2827
267044-Commercial Condensor Coil Cleaning (all units - savings at 50% of DEER) Com All CZ07 VintAll | 0.058576 | 0.023368 | 0.141 | 180 | 540 | 0 | 0 | 0.076463 | 0 | 0.076463 | 0 | 0.076463 | 0 | 0.076463 | 0 | 2.2827 | 2.2827 | 2.2827 | 2.2827
267044-Commercial Condensor Coil Cleaning (all units - savings at 50% of DEER) Com All CZ07 VintAll | 0.078101 | 0.031157 | 0.188 | 240 | 720 | 0 | 0 | 0.076463 | 0 | 0.076463 | 0 | 0.076463 | 0 | 0.076463 | 0 | 2.2827 | 2.2827 | 2.2827 | 2.2827
267044-Commercial Condensor Coil Cleaning (all units - savings at 50% of DEER) Com All CZ07 VintAll | 0.097626 | 0.038946 | 0.235 | 300 | 900 | 0 | 0 | 0.076463 | 0 | 0.076463 | 0 | 0.076463 | 0 | 0.076463 | 0 | 2.2827 | 2.2827 | 2.2827 | 2.2827
267029-Commercial HVAC Diagnostic/Tune-up Com All CZ07 VintAll | 0.023338 | 0.0093104 | 0.0804 | 71.7168 | 717.168 | 0 | 0 | -0.12329 | 0 | -0.12329 | 0 | -0.12329 | 0 | -0.12329 | 0 | 0.51974 | 0.51974 | 0.51974 | 0.51974
267044-Commercial Condensor Coil Cleaning (all units - savings at 50% of DEER) Com All CZ07 VintAll | 0.058576 | 0.023368 | 0.141 | 180 | 540 | 0 | 0 | 0.076463 | 0 | 0.076463 | 0 | 0.076463 | 0 | 0.076463 | 0 | 2.2827 | 2.2827 | 2.2827 | 2.2827
267029-Commercial HVAC Diagnostic/Tune-up Com All CZ07 VintAll | 0.038897 | 0.015517 | 0.134 | 119.528 | 1195.28 | 0 | 0 | -0.12329 | 0 | -0.12329 | 0 | -0.12329 | 0 | -0.12329 | 0 | 0.51974 | 0.51974 | 0.51974 | 0.51974
267044-Commercial Condensor Coil Cleaning (all units - savings at 50% of DEER) Com All CZ07 VintAll | 0.097626 | 0.038946 | 0.235 | 300 | 900 | 0 | 0 | 0.076463 | 0 | 0.076463 | 0 | 0.076463 | 0 | 0.076463 | 0 | 2.2827 | 2.2827 | 2.2827 | 2.2827
267029-Commercial HVAC Diagnostic/Tune-up Com All CZ07 VintAll | 0.038897 | 0.015517 | 0.134 | 119.528 | 1195.28 | 0 | 0 | -0.12329 | 0 | -0.12329 | 0 | -0.12329 | 0 | -0.12329 | 0 | 0.51974 | 0.51974 | 0.51974 | 0.51974
267044-Commercial Condensor Coil Cleaning (all units - savings at 50% of DEER) Com All CZ07 VintAll | 0.097626 | 0.038946 | 0.235 | 300 | 900 | 0 | 0 | 0.076463 | 0 | 0.076463 | 0 | 0.076463 | 0 | 0.076463 | 0 | 2.2827 | 2.2827 | 2.2827 | 2.2827
267044-Commercial Condensor Coil Cleaning (all units - savings at 50% of DEER) Com All CZ07 VintAll | 0.13668 | 0.054525 | 0.329 | 420 | 1260 | 0 | 0 | 0.076463 | 0 | 0.076463 | 0 | 0.072205 | 0 | 0.072205 | 0 | 2.2827 | 2.1305 | 2.2827 | 2.1305
267044-Commercial Condensor Coil Cleaning (all units - savings at 50% of DEER) Com All CZ07 VintAll | 0.13668 | 0.054525 | 0.329 | 420 | 1260 | 0 | 0 | 0.076463 | 0 | 0.076463 | 0 | 0.072205 | 0 | 0.072205 | 0 | 2.2827 | 2.1305 | 2.2827 | 2.1305
267044-Commercial Condensor Coil Cleaning (all units - savings at 50% of DEER) Com All CZ07 VintAll | 0.078101 | 0.031157 | 0.188 | 240 | 720 | 0 | 0 | 0.076463 | 0 | 0.076463 | 0 | 0.076463 | 0 | 0.076463 | 0 | 2.2827 | 2.2827 | 2.2827 | 2.2827
267029-Commercial HVAC Diagnostic/Tune-up Com All CZ07 VintAll | 0.038897 | 0.015517 | 0.134 | 119.528 | 1195.28 | 0 | 0 | -0.12329 | 0 | -0.12329 | 0 | -0.12329 | 0 | -0.12329 | 0 | 0.51974 | 0.51974 | 0.51974 | 0.51974
267044-Commercial Condensor Coil Cleaning (all units - savings at 50% of DEER) Com All CZ07 VintAll | 0.097626 | 0.038946 | 0.235 | 300 | 900 | 0 | 0 | 0.076463 | 0 | 0.076463 | 0 | 0.076463 | 0 | 0.076463 | 0 | 2.2827 | 2.2827 | 2.2827 | 2.2827
267044-Commercial Condensor Coil Cleaning (all units - savings at 50% of DEER) Com All CZ07 VintAll | 0.097626 | 0.038946 | 0.235 | 300 | 900 | 0 | 0 | 0.076463 | 0 | 0.076463 | 0 | 0.076463 | 0 | 0.076463 | 0 | 2.2827 | 2.2827 | 2.2827 | 2.2827
267029-Commercial HVAC Diagnostic/Tune-up Com All CZ07 VintAll | 0.054456 | 0.021724 | 0.1876 | 167.3392 | 1673.392 | 0 | 0 | -0.12329 | 0 | -0.12329 | 0 | -0.14163 | 0 | -0.14163 | 0 | 0.51974 | 0.48509 | 0.51974 | 0.48509
267044-Commercial Condensor Coil Cleaning (all units - savings at 50% of DEER) Com All CZ07 VintAll | 0.13668 | 0.054525 | 0.329 | 420 | 1260 | 0 | 0 | 0.076463 | 0 | 0.076463 | 0 | 0.072205 | 0 | 0.072205 | 0 | 2.2827 | 2.1305 | 2.2827 | 2.1305
267044-Commercial Condensor Coil Cleaning (all units - savings at 50% of DEER) Com All CZ07 VintAll | 0.11715 | 0.046736 | 0.282 | 360 | 1080 | 0 | 0 | 0.076463 | 0 | 0.076463 | 0 | 0.076463 | 0 | 0.076463 | 0 | 2.2827 | 2.2827 | 2.2827 | 2.2827
267044-Commercial Condensor Coil Cleaning (all units - savings at 50% of DEER) Com All CZ07 VintAll | 0.078101 | 0.031157 | 0.188 | 240 | 720 | 0 | 0 | 0.076463 | 0 | 0.076463 | 0 | 0.076463 | 0 | 0.076463 | 0 | 2.2827 | 2.2827 | 2.2827 | 2.2827
267029-Commercial HVAC Diagnostic/Tune-up Com All CZ07 VintAll | 0.038897 | 0.015517 | 0.134 | 119.528 | 1195.28 | 0 | 0 | -0.12329 | 0 | -0.12329 | 0 | -0.12329 | 0 | -0.12329 | 0 | 0.51974 | 0.51974 | 0.51974 | 0.51974
267044-Commercial Condensor Coil Cleaning (all units - savings at 50% of DEER) Com All CZ07 VintAll | 0.097626 | 0.038946 | 0.235 | 300 | 900 | 0 | 0 | 0.076463 | 0 | 0.076463 | 0 | 0.076463 | 0 | 0.076463 | 0 | 2.2827 | 2.2827 | 2.2827 | 2.2827
267029-Commercial HVAC Diagnostic/Tune-up Com All CZ07 VintAll | 0.17094 | 0.068192 | 0.1072 | 525.28 | 5252.8 | 0 | 0 | 0.08542 | 0 | 0.08542 | 0 | 0.08542 | 0 | 0.08542 | 0 | 2.8278 | 2.8278 | 2.8278 | 2.8278
267044-Commercial Condensor Coil Cleaning (all units - savings at 50% of DEER) Com All CZ07 VintAll | 0.078101 | 0.031157 | 0.188 | 240 | 720 | 0 | 0 | 0.075183 | 0 | 0.075183 | 0 | 0.075183 | 0 | 0.075183 | 0 | 2.2612 | 2.2612 | 2.2612 | 2.2612
267044-Commercial Condensor Coil Cleaning (all units - savings at 50% of DEER) Com All CZ07 VintAll | 0.11715 | 0.046736 | 0.282 | 360 | 1080 | 0 | 0 | 0.075183 | 0 | 0.075183 | 0 | 0.075183 | 0 | 0.075183 | 0 | 2.2612 | 2.2612 | 2.2612 | 2.2612
267029-Commercial HVAC Diagnostic/Tune-up Com All CZ07 VintAll | 0.17094 | 0.068192 | 0.1072 | 525.28 | 5252.8 | 0 | 0 | 0.08542 | 0 | 0.08542 | 0 | 0.08542 | 0 | 0.08542 | 0 | 2.8278 | 2.8278 | 2.8278 | 2.8278
267044-Commercial Condensor Coil Cleaning (all units - savings at 50% of DEER) Com All CZ07 VintAll | 0.058576 | 0.023368 | 0.141 | 180 | 540 | 0 | 0 | 0.075183 | 0 | 0.075183 | 0 | 0.075183 | 0 | 0.075183 | 0 | 2.2612 | 2.2612 | 2.2612 | 2.2612
267044-Commercial Condensor Coil Cleaning (all units - savings at 50% of DEER) Com All CZ07 VintAll | 0.11715 | 0.046736 | 0.282 | 360 | 1080 | 0 | 0 | 0.075183 | 0 | 0.075183 | 0 | 0.075183 | 0 | 0.075183 | 0 | 2.2612 | 2.2612 | 2.2612 | 2.2612
267044-Commercial Condensor Coil Cleaning (all units - savings at 50% of DEER) Com All CZ07 VintAll | 0.078101 | 0.031157 | 0.188 | 240 | 720 | 0 | 0 | 0.075183 | 0 | 0.075183 | 0 | 0.071457 | 0 | 0.071457 | 0 | 2.2612 | 2.1282 | 2.2612 | 2.1282
267044-Commercial Condensor Coil Cleaning (all units - savings at 50% of DEER) Com All CZ07 VintAll | 0.078101 | 0.031157 | 0.188 | 240 | 720 | 0 | 0 | 0.075183 | 0 | 0.075183 | 0 | 0.071457 | 0 | 0.071457 | 0 | 2.2612 | 2.1282 | 2.2612 | 2.1282
267029-Commercial HVAC Diagnostic/Tune-up Com All CZ07 VintAll | 0.17094 | 0.068192 | 0.1072 | 525.28 | 5252.8 | 0 | 0 | 0.08542 | 0 | 0.08542 | 0 | 0.0825 | 0 | 0.0825 | 0 | 2.8278 | 2.6615 | 2.8278 | 2.6615
267044-Commercial Condensor Coil Cleaning (all units - savings at 50% of DEER) Com All CZ07 VintAll | 0.078101 | 0.031157 | 0.188 | 240 | 720 | 0 | 0 | 0.075183 | 0 | 0.075183 | 0 | 0.071457 | 0 | 0.071457 | 0 | 2.2612 | 2.1282 | 2.2612 | 2.1282
267029-Commercial HVAC Diagnostic/Tune-up Com All CZ07 VintAll | 0.17094 | 0.068192 | 0.1072 | 525.28 | 5252.8 | 0 | 0 | 0.08542 | 0 | 0.08542 | 0 | 0.0825 | 0 | 0.0825 | 0 | 2.8278 | 2.6615 | 2.8278 | 2.6615
267044-Commercial Condensor Coil Cleaning (all units - savings at 50% of DEER) Com All CZ07 VintAll | 0.078101 | 0.031157 | 0.188 | 240 | 720 | 0 | 0 | 0.075183 | 0 | 0.075183 | 0 | 0.071457 | 0 | 0.071457 | 0 | 2.2612 | 2.1282 | 2.2612 | 2.1282
267029-Commercial HVAC Diagnostic/Tune-up Com All CZ07 VintAll | 0.054456 | 0.021724 | 0.1876 | 167.3392 | 1673.392 | 0 | 0 | -0.12329 | 0 | -0.12329 | 0 | -0.14163 | 0 | -0.14163 | 0 | 0.51974 | 0.48509 | 0.51974 | 0.48509
267044-Commercial Condensor Coil Cleaning (all units - savings at 50% of DEER) Com All CZ07 VintAll | 0.13668 | 0.054525 | 0.329 | 420 | 1260 | 0 | 0 | 0.076463 | 0 | 0.076463 | 0 | 0.072205 | 0 | 0.072205 | 0 | 2.2827 | 2.1305 | 2.2827 | 2.1305
267044-Commercial Condensor Coil Cleaning (all units - savings at 50% of DEER) Com All CZ07 VintAll | 0.13668 | 0.054525 | 0.329 | 420 | 1260 | 0 | 0 | 0.076463 | 0 | 0.076463 | 0 | 0.072205 | 0 | 0.072205 | 0 | 2.2827 | 2.1305 | 2.2827 | 2.1305
267044-Commercial Condensor Coil Cleaning (all units - savings at 50% of DEER) Com All CZ07 VintAll | 0.097626 | 0.038946 | 0.235 | 300 | 900 | 0 | 0 | 0.076463 | 0 | 0.076463 | 0 | 0.076463 | 0 | 0.076463 | 0 | 2.2827 | 2.2827 | 2.2827 | 2.2827
267029-Commercial HVAC Diagnostic/Tune-up Com All CZ07 VintAll | 0.038897 | 0.015517 | 0.134 | 119.528 | 1195.28 | 0 | 0 | -0.12329 | 0 | -0.12329 | 0 | -0.12329 | 0 | -0.12329 | 0 | 0.51974 | 0.51974 | 0.51974 | 0.51974
267044-Commercial Condensor Coil Cleaning (all units - savings at 50% of DEER) Com All CZ07 VintAll | 0.097626 | 0.038946 | 0.235 | 300 | 900 | 0 | 0 | 0.076463 | 0 | 0.076463 | 0 | 0.076463 | 0 | 0.076463 | 0 | 2.2827 | 2.2827 | 2.2827 | 2.2827
267029-Commercial HVAC Diagnostic/Tune-up Com All CZ07 VintAll | 0.038897 | 0.015517 | 0.134 | 119.528 | 1195.28 | 0 | 0 | -0.12329 | 0 | -0.12329 | 0 | -0.12329 | 0 | -0.12329 | 0 | 0.51974 | 0.51974 | 0.51974 | 0.51974
267044-Commercial Condensor Coil Cleaning (all units - savings at 50% of DEER) Com All CZ07 VintAll | 0.097626 | 0.038946 | 0.235 | 300 | 900 | 0 | 0 | 0.076463 | 0 | 0.076463 | 0 | 0.076463 | 0 | 0.076463 | 0 | 2.2827 | 2.2827 | 2.2827 | 2.2827
267029-Commercial HVAC Diagnostic/Tune-up Com All CZ07 VintAll | 0.038897 | 0.015517 | 0.134 | 119.528 | 1195.28 | 0 | 0 | -0.12329 | 0 | -0.12329 | 0 | -0.12329 | 0 | -0.12329 | 0 | 0.51974 | 0.51974 | 0.51974 | 0.51974
267044-Commercial Condensor Coil Cleaning (all units - savings at 50% of DEER) Com All CZ07 VintAll | 0.097626 | 0.038946 | 0.235 | 300 | 900 | 0 | 0 | 0.076463 | 0 | 0.076463 | 0 | 0.076463 | 0 | 0.076463 | 0 | 2.2827 | 2.2827 | 2.2827 | 2.2827
267044-Commercial Condensor Coil Cleaning (all units - savings at 50% of DEER) Com All CZ07 VintAll | 0.097626 | 0.038946 | 0.235 | 300 | 900 | 0 | 0 | 0.076463 | 0 | 0.076463 | 0 | 0.076463 | 0 | 0.076463 | 0 | 2.2827 | 2.2827 | 2.2827 | 2.2827
267029-Commercial HVAC Diagnostic/Tune-up Com All CZ07 VintAll | 0.038897 | 0.015517 | 0.134 | 119.528 | 1195.28 | 0 | 0 | -0.12329 | 0 | -0.12329 | 0 | -0.12329 | 0 | -0.12329 | 0 | 0.51974 | 0.51974 | 0.51974 | 0.51974
267044-Commercial Condensor Coil Cleaning (all units - savings at 50% of DEER) Com All CZ07 VintAll | 0.097626 | 0.038946 | 0.235 | 300 | 900 | 0 | 0 | 0.076463 | 0 | 0.076463 | 0 | 0.076463 | 0 | 0.076463 | 0 | 2.2827 | 2.2827 | 2.2827 | 2.2827
267029-Commercial HVAC Diagnostic/Tune-up Com All CZ07 VintAll | 0.072134 | 0.028777 | 0.1608 | 221.6628 | 2216.628 | 0 | 0 | -0.033542 | 0 | -0.033542 | 0 | -0.040464 | 0 | -0.040464 | 0 | 0.79808 | 0.76616 | 0.79808 | 0.76616
267044-Commercial Condensor Coil Cleaning (all units - savings at 50% of DEER) Com All CZ07 VintAll | 0.11715 | 0.046736 | 0.282 | 360 | 1080 | 0 | 0 | 0.075608 | 0 | 0.075608 | 0 | 0.073124 | 0 | 0.073124 | 0 | 2.2683 | 2.1776 | 2.2683 | 2.1776
267029-Commercial HVAC Diagnostic/Tune-up Com All CZ07 VintAll | 0.072134 | 0.028777 | 0.1608 | 221.6628 | 2216.628 | 0 | 0 | -0.033542 | 0 | -0.033542 | 0 | -0.040464 | 0 | -0.040464 | 0 | 0.79808 | 0.76616 | 0.79808 | 0.76616
267044-Commercial Condensor Coil Cleaning (all units - savings at 50% of DEER) Com All CZ07 VintAll | 0.11715 | 0.046736 | 0.282 | 360 | 1080 | 0 | 0 | 0.075608 | 0 | 0.075608 | 0 | 0.073124 | 0 | 0.073124 | 0 | 2.2683 | 2.1776 | 2.2683 | 2.1776
267044-Commercial Condensor Coil Cleaning (all units - savings at 50% of DEER) Com All CZ07 VintAll | 0.097626 | 0.038946 | 0.235 | 300 | 900 | 0 | 0 | 0.075608 | 0 | 0.075608 | 0 | 0.075608 | 0 | 0.075608 | 0 | 2.2683 | 2.2683 | 2.2683 | 2.2683
267044-Commercial Condensor Coil Cleaning (all units - savings at 50% of DEER) Com All CZ07 VintAll | 0.097626 | 0.038946 | 0.235 | 300 | 900 | 0 | 0 | 0.075608 | 0 | 0.075608 | 0 | 0.075608 | 0 | 0.075608 | 0 | 2.2683 | 2.2683 | 2.2683 | 2.2683
267029-Commercial HVAC Diagnostic/Tune-up Com All CZ07 VintAll | 0.060111 | 0.02398 | 0.134 | 184.719 | 1847.19 | 0 | 0 | -0.033542 | 0 | -0.033542 | 0 | -0.033542 | 0 | -0.033542 | 0 | 0.79808 | 0.79808 | 0.79808 | 0.79808
267044-Commercial Condensor Coil Cleaning (all units - savings at 50% of DEER) Com All CZ07 VintAll | 0.097626 | 0.038946 | 0.235 | 300 | 900 | 0 | 0 | 0.075608 | 0 | 0.075608 | 0 | 0.075608 | 0 | 0.075608 | 0 | 2.2683 | 2.2683 | 2.2683 | 2.2683
267029-Commercial HVAC Diagnostic/Tune-up Com All CZ07 VintAll | 0.060111 | 0.02398 | 0.134 | 184.719 | 1847.19 | 0 | 0 | -0.033542 | 0 | -0.033542 | 0 | -0.033542 | 0 | -0.033542 | 0 | 0.79808 | 0.79808 | 0.79808 | 0.79808
267044-Commercial Condensor Coil Cleaning (all units - savings at 50% of DEER) Com All CZ07 VintAll | 0.097626 | 0.038946 | 0.235 | 300 | 900 | 0 | 0 | 0.075608 | 0 | 0.075608 | 0 | 0.075608 | 0 | 0.075608 | 0 | 2.2683 | 2.2683 | 2.2683 | 2.2683
267029-Commercial HVAC Diagnostic/Tune-up Com All CZ07 VintAll | 0.048089 | 0.019184 | 0.1072 | 147.7752 | 1477.752 | 0 | 0 | -0.033542 | 0 | -0.033542 | 0 | -0.033542 | 0 | -0.033542 | 0 | 0.79808 | 0.79808 | 0.79808 | 0.79808
267044-Commercial Condensor Coil Cleaning (all units - savings at 50% of DEER) Com All CZ07 VintAll | 0.078101 | 0.031157 | 0.188 | 240 | 720 | 0 | 0 | 0.075608 | 0 | 0.075608 | 0 | 0.075608 | 0 | 0.075608 | 0 | 2.2683 | 2.2683 | 2.2683 | 2.2683
267029-Commercial HVAC Diagnostic/Tune-up Com All CZ07 VintAll | 0.048089 | 0.019184 | 0.1072 | 147.7752 | 1477.752 | 0 | 0 | -0.033542 | 0 | -0.033542 | 0 | -0.033542 | 0 | -0.033542 | 0 | 0.79808 | 0.79808 | 0.79808 | 0.79808
267044-Commercial Condensor Coil Cleaning (all units - savings at 50% of DEER) Com All CZ07 VintAll | 0.078101 | 0.031157 | 0.188 | 240 | 720 | 0 | 0 | 0.075608 | 0 | 0.075608 | 0 | 0.075608 | 0 | 0.075608 | 0 | 2.2683 | 2.2683 | 2.2683 | 2.2683
267045-Commercial Condensor Coil Cleaning (all units - savings at 50% of DEER) Com All CZ10 VintAll | 0.16857 | 0.067247 | 0.4655 | 518 | 1554 | 0 | 0 | 0.086886 | 0 | 0.086886 | 0 | 0.083433 | 0 | 0.083433 | 0 | 2.7976 | 2.6111 | 2.7976 | 2.6111
267045-Commercial Condensor Coil Cleaning (all units - savings at 50% of DEER) Com All CZ10 VintAll | 0.16857 | 0.067247 | 0.4655 | 518 | 1554 | 0 | 0 | 0.086886 | 0 | 0.086886 | 0 | 0.083433 | 0 | 0.083433 | 0 | 2.7976 | 2.6111 | 2.7976 | 2.6111
267030-Commercial HVAC Diagnostic/Tune-up Com All CZ10 VintAll | 0.072134 | 0.028777 | 0.1608 | 221.6628 | 2216.628 | 0 | 0 | -0.033542 | 0 | -0.033542 | 0 | -0.047385 | 0 | -0.047385 | 0 | 0.79808 | 0.73669 | 0.79808 | 0.73669
267045-Commercial Condensor Coil Cleaning (all units - savings at 50% of DEER) Com All CZ10 VintAll | 0.14449 | 0.057641 | 0.399 | 444 | 1332 | 0 | 0 | 0.086886 | 0 | 0.086886 | 0 | 0.082858 | 0 | 0.082858 | 0 | 2.7976 | 2.5824 | 2.7976 | 2.5824
267030-Commercial HVAC Diagnostic/Tune-up Com All CZ10 VintAll | 0.060111 | 0.02398 | 0.134 | 184.719 | 1847.19 | 0 | 0 | -0.033542 | 0 | -0.033542 | 0 | -0.033542 | 0 | -0.033542 | 0 | 0.79808 | 0.79808 | 0.79808 | 0.79808
267045-Commercial Condensor Coil Cleaning (all units - savings at 50% of DEER) Com All CZ10 VintAll | 0.12041 | 0.048034 | 0.3325 | 370 | 1110 | 0 | 0 | 0.086886 | 0 | 0.086886 | 0 | 0.086886 | 0 | 0.086886 | 0 | 2.7976 | 2.7976 | 2.7976 | 2.7976
267030-Commercial HVAC Diagnostic/Tune-up Com All CZ10 VintAll | 0.048089 | 0.019184 | 0.1072 | 147.7752 | 1477.752 | 0 | 0 | -0.033542 | 0 | -0.033542 | 0 | -0.033542 | 0 | -0.033542 | 0 | 0.79808 | 0.79808 | 0.79808 | 0.79808
267045-Commercial Condensor Coil Cleaning (all units - savings at 50% of DEER) Com All CZ10 VintAll | 0.096325 | 0.038427 | 0.266 | 296 | 888 | 0 | 0 | 0.086886 | 0 | 0.086886 | 0 | 0.086886 | 0 | 0.086886 | 0 | 2.7976 | 2.7976 | 2.7976 | 2.7976
267044-Commercial Condensor Coil Cleaning (all units - savings at 50% of DEER) Com All CZ07 VintAll | 0.078101 | 0.031157 | 0.188 | 240 | 720 | 0 | 0 | 0.075183 | 0 | 0.075183 | 0 | 0.075183 | 0 | 0.075183 | 0 | 2.2612 | 2.2612 | 2.2612 | 2.2612
267044-Commercial Condensor Coil Cleaning (all units - savings at 50% of DEER) Com All CZ07 VintAll | 0.058576 | 0.023368 | 0.141 | 180 | 540 | 0 | 0 | 0.075183 | 0 | 0.075183 | 0 | 0.075183 | 0 | 0.075183 | 0 | 2.2612 | 2.2612 | 2.2612 | 2.2612
267044-Commercial Condensor Coil Cleaning (all units - savings at 50% of DEER) Com All CZ07 VintAll | 0.11715 | 0.046736 | 0.282 | 360 | 1080 | 0 | 0 | 0.075183 | 0 | 0.075183 | 0 | 0.075183 | 0 | 0.075183 | 0 | 2.2612 | 2.2612 | 2.2612 | 2.2612
267044-Commercial Condensor Coil Cleaning (all units - savings at 50% of DEER) Com All CZ07 VintAll | 0.078101 | 0.031157 | 0.188 | 240 | 720 | 0 | 0 | 0.075183 | 0 | 0.075183 | 0 | 0.075183 | 0 | 0.075183 | 0 | 2.2612 | 2.2612 | 2.2612 | 2.2612
267044-Commercial Condensor Coil Cleaning (all units - savings at 50% of DEER) Com All CZ07 VintAll | 0.097626 | 0.038946 | 0.235 | 300 | 900 | 0 | 0 | 0.075183 | 0 | 0.075183 | 0 | 0.075183 | 0 | 0.075183 | 0 | 2.2612 | 2.2612 | 2.2612 | 2.2612
267029-Commercial HVAC Diagnostic/Tune-up Com All CZ07 VintAll | 0.21367 | 0.085241 | 0.134 | 656.6 | 6566 | 0 | 0 | 0.08542 | 0 | 0.08542 | 0 | 0.08542 | 0 | 0.08542 | 0 | 2.8278 | 2.8278 | 2.8278 | 2.8278
267044-Commercial Condensor Coil Cleaning (all units - savings at 50% of DEER) Com All CZ07 VintAll | 0.097626 | 0.038946 | 0.235 | 300 | 900 | 0 | 0 | 0.075183 | 0 | 0.075183 | 0 | 0.075183 | 0 | 0.075183 | 0 | 2.2612 | 2.2612 | 2.2612 | 2.2612
267018-Economizer Repair Com All CZ07 Vint03 | 2.8546 | 0.29753 | 0.0184 | 5864 | 17592 | 0 | 0 | 0.10633 | 0 | 0.10633 | 0 | 0.10542 | 0 | 0.10542 | 0 | 6.2241 | 5.9595 | 6.2241 | 5.9595
267018-Economizer Repair Com All CZ07 Vint03 | 2.3853 | 0.95159 | 0.023 | 7330 | 21990 | 0 | 0 | 0.10231 | 0 | 0.10231 | 0 | 0.10265 | 0 | 0.10265 | 0 | 6.0266 | 6.131 | 6.0266 | 6.131
267020-Economizer Repair Com All CZ07 Vint05 | 1.7182 | 0.68546 | 0.0276 | 5280 | 15840 | 0 | 0 | 0.088753 | 0 | 0.088753 | 0 | 0.087941 | 0 | 0.087941 | 0 | 3.6176 | 3.533 | 3.6176 | 3.533
267018-Economizer Repair Com All CZ07 Vint03 | 2.8624 | 1.1419 | 0.0276 | 8796 | 26388 | 0 | 0 | 0.10231 | 0 | 0.10231 | 0 | 0.10182 | 0 | 0.10182 | 0 | 6.0266 | 5.8857 | 6.0266 | 5.8857
267019-Economizer Repair Com All CZ07 Vint04 | 1.8061 | 0.72051 | 0.03 | 5550 | 16650 | 0 | 0 | 0.095779 | 0 | 0.095779 | 0 | 0.096236 | 0 | 0.096236 | 0 | 4.5631 | 4.6421 | 4.5631 | 4.6421
267022-Economizer Repair Com All CZ10 Vint03 | 0.66191 | 0.26406 | 0.0036 | 2034 | 6102 | 0 | 0 | 0.10066 | 0 | 0.10066 | 0 | 0.10103 | 0 | 0.10103 | 0 | 5.5744 | 5.6709 | 5.5744 | 5.6709
267019-Economizer Repair Com All CZ07 Vint04 | 13.5085 | 1.408 | 0.15 | 27750 | 83250 | 0 | 0 | 0.099799 | 0 | 0.099799 | 0 | 0.10026 | 0 | 0.10026 | 0 | 4.7127 | 4.7943 | 4.7127 | 4.7943
267019-Economizer Repair Com All CZ07 Vint04 | 2.7017 | 0.2816 | 0.03 | 5550 | 16650 | 0 | 0 | 0.099799 | 0 | 0.099799 | 0 | 0.10026 | 0 | 0.10026 | 0 | 4.7127 | 4.7943 | 4.7127 | 4.7943
267018-Economizer Repair Com All CZ07 Vint03 | 1.7841 | 0.18595 | 0.0115 | 3665 | 10995 | 0 | 0 | 0.10633 | 0 | 0.10633 | 0 | 0.10667 | 0 | 0.10667 | 0 | 6.2241 | 6.3319 | 6.2241 | 6.3319
267018-Economizer Repair Com All CZ07 Vint03 | 2.3853 | 0.95159 | 0.023 | 7330 | 21990 | 0 | 0 | 0.10231 | 0 | 0.10231 | 0 | 0.10265 | 0 | 0.10265 | 0 | 6.0266 | 6.131 | 6.0266 | 6.131
267020-Economizer Repair Com All CZ07 Vint05 | 0.57274 | 0.22849 | 0.0092 | 1760 | 5280 | 0 | 0 | 0.088753 | 0 | 0.088753 | 0 | 0.08933 | 0 | 0.08933 | 0 | 3.6176 | 3.6802 | 3.6176 | 3.6802
267019-Economizer Repair Com All CZ07 Vint04 | 1.2643 | 0.50436 | 0.021 | 3885 | 11655 | 0 | 0 | 0.095779 | 0 | 0.095779 | 0 | 0.094349 | 0 | 0.094349 | 0 | 4.5631 | 4.3327 | 4.5631 | 4.3327
267018-Economizer Repair Com All CZ07 Vint03 | 0.7156 | 0.28548 | 0.0069 | 2199 | 6597 | 0 | 0 | 0.10231 | 0 | 0.10231 | 0 | 0.10265 | 0 | 0.10265 | 0 | 6.0266 | 6.131 | 6.0266 | 6.131
267018-Economizer Repair Com All CZ07 Vint03 | 1.1927 | 0.47579 | 0.0115 | 3665 | 10995 | 0 | 0 | 0.10231 | 0 | 0.10231 | 0 | 0.10265 | 0 | 0.10265 | 0 | 6.0266 | 6.131 | 6.0266 | 6.131
267020-Economizer Repair Com All CZ07 Vint05 | 0.57274 | 0.22849 | 0.0092 | 1760 | 5280 | 0 | 0 | 0.088753 | 0 | 0.088753 | 0 | 0.08933 | 0 | 0.08933 | 0 | 3.6176 | 3.6802 | 3.6176 | 3.6802
267018-Economizer Repair Com All CZ07 Vint03 | 2.3853 | 0.95159 | 0.023 | 7330 | 21990 | 0 | 0 | 0.10231 | 0 | 0.10231 | 0 | 0.10265 | 0 | 0.10265 | 0 | 6.0266 | 6.131 | 6.0266 | 6.131
267018-Economizer Repair Com All CZ07 Vint03 | 1.4312 | 0.57095 | 0.0138 | 4398 | 13194 | 0 | 0 | 0.10231 | 0 | 0.10231 | 0 | 0.10265 | 0 | 0.10265 | 0 | 6.0266 | 6.131 | 6.0266 | 6.131
267018-Economizer Repair Com All CZ07 Vint03 | 1.4312 | 0.57095 | 0.0138 | 4398 | 13194 | 0 | 0 | 0.10231 | 0 | 0.10231 | 0 | 0.10265 | 0 | 0.10265 | 0 | 6.0266 | 6.131 | 6.0266 | 6.131
267019-Economizer Repair Com All CZ07 Vint04 | 0.54183 | 0.21615 | 0.009 | 1665 | 4995 | 0 | 0 | 0.095779 | 0 | 0.095779 | 0 | 0.096236 | 0 | 0.096236 | 0 | 4.5631 | 4.6421 | 4.5631 | 4.6421
267019-Economizer Repair Com All CZ07 Vint04 | 0.54183 | 0.21615 | 0.009 | 1665 | 4995 | 0 | 0 | 0.095779 | 0 | 0.095779 | 0 | 0.096236 | 0 | 0.096236 | 0 | 4.5631 | 4.6421 | 4.5631 | 4.6421
267019-Economizer Repair Com All CZ07 Vint04 | 1.0837 | 0.4323 | 0.018 | 3330 | 9990 | 0 | 0 | 0.095779 | 0 | 0.095779 | 0 | 0.096236 | 0 | 0.096236 | 0 | 4.5631 | 4.6421 | 4.5631 | 4.6421
267018-Economizer Repair Com All CZ07 Vint03 | 0.7156 | 0.28548 | 0.0069 | 2199 | 6597 | 0 | 0 | 0.10231 | 0 | 0.10231 | 0 | 0.10265 | 0 | 0.10265 | 0 | 6.0266 | 6.131 | 6.0266 | 6.131
267024-Economizer Repair Com All CZ10 Vint05 | 0.49594 | 0.19785 | 0.0068 | 1524 | 4572 | 0 | 0 | 0.082647 | 0 | 0.082647 | 0 | 0.083313 | 0 | 0.083313 | 0 | 3.1107 | 3.1645 | 3.1107 | 3.1645
267023-Economizer Repair Com All CZ10 Vint04 | 0.86302 | 0.34429 | 0.0096 | 2652 | 7956 | 0 | 0 | 0.088051 | 0 | 0.088051 | 0 | 0.088625 | 0 | 0.088625 | 0 | 3.6087 | 3.6712 | 3.6087 | 3.6712
267022-Economizer Repair Com All CZ10 Vint03 | 1.5444 | 0.61613 | 0.0084 | 4746 | 14238 | 0 | 0 | 0.099799 | 0 | 0.099799 | 0 | 0.098629 | 0 | 0.098629 | 0 | 5.5355 | 5.2559 | 5.5355 | 5.2559
267024-Economizer Repair Com All CZ10 Vint05 | 0.8679 | 0.34623 | 0.0119 | 2667 | 8001 | 0 | 0 | 0.082647 | 0 | 0.082647 | 0 | 0.080564 | 0 | 0.080564 | 0 | 3.1107 | 2.9536 | 3.1107 | 2.9536
267023-Economizer Repair Com All CZ10 Vint04 | 0.86302 | 0.34429 | 0.0096 | 2652 | 7956 | 0 | 0 | 0.088051 | 0 | 0.088051 | 0 | 0.088625 | 0 | 0.088625 | 0 | 3.6087 | 3.6712 | 3.6087 | 3.6712
267018-Economizer Repair Com All CZ07 Vint03 | 1.4312 | 0.57095 | 0.0138 | 4398 | 13194 | 0 | 0 | 0.10231 | 0 | 0.10231 | 0 | 0.10265 | 0 | 0.10265 | 0 | 6.0266 | 6.131 | 6.0266 | 6.131
267020-Economizer Repair Com All CZ07 Vint05 | 0.85911 | 0.34273 | 0.0138 | 2640 | 7920 | 0 | 0 | 0.088753 | 0 | 0.088753 | 0 | 0.08933 | 0 | 0.08933 | 0 | 3.6176 | 3.6802 | 3.6176 | 3.6802
267018-Economizer Repair Com All CZ07 Vint03 | 1.6697 | 0.66611 | 0.0161 | 5131 | 15393 | 0 | 0 | 0.10231 | 0 | 0.10231 | 0 | 0.10122 | 0 | 0.10122 | 0 | 6.0266 | 5.7222 | 6.0266 | 5.7222
267019-Economizer Repair Com All CZ07 Vint04 | 0.54183 | 0.21615 | 0.009 | 1665 | 4995 | 0 | 0 | 0.095779 | 0 | 0.095779 | 0 | 0.096236 | 0 | 0.096236 | 0 | 4.5631 | 4.6421 | 4.5631 | 4.6421
267018-Economizer Repair Com All CZ07 Vint03 | 1.6697 | 0.66611 | 0.0161 | 5131 | 15393 | 0 | 0 | 0.10231 | 0 | 0.10231 | 0 | 0.10122 | 0 | 0.10122 | 0 | 6.0266 | 5.7222 | 6.0266 | 5.7222
267018-Economizer Repair Com All CZ07 Vint03 | 2.3853 | 0.95159 | 0.023 | 7330 | 21990 | 0 | 0 | 0.10231 | 0 | 0.10231 | 0 | 0.10265 | 0 | 0.10265 | 0 | 6.0266 | 6.131 | 6.0266 | 6.131
267018-Economizer Repair Com All CZ07 Vint03 | 2.3853 | 0.95159 | 0.023 | 7330 | 21990 | 0 | 0 | 0.10231 | 0 | 0.10231 | 0 | 0.10265 | 0 | 0.10265 | 0 | 6.0266 | 6.131 | 6.0266 | 6.131
267019-Economizer Repair Com All CZ07 Vint04 | 0.54183 | 0.21615 | 0.009 | 1665 | 4995 | 0 | 0 | 0.095779 | 0 | 0.095779 | 0 | 0.096236 | 0 | 0.096236 | 0 | 4.5631 | 4.6421 | 4.5631 | 4.6421
267019-Economizer Repair Com All CZ07 Vint04 | 0.90304 | 0.36025 | 0.015 | 2775 | 8325 | 0 | 0 | 0.095779 | 0 | 0.095779 | 0 | 0.096236 | 0 | 0.096236 | 0 | 4.5631 | 4.6421 | 4.5631 | 4.6421
267018-Economizer Repair Com All CZ07 Vint03 | 1.4312 | 0.57095 | 0.0138 | 4398 | 13194 | 0 | 0 | 0.10231 | 0 | 0.10231 | 0 | 0.10265 | 0 | 0.10265 | 0 | 6.0266 | 6.131 | 6.0266 | 6.131
267019-Economizer Repair Com All CZ07 Vint04 | 1.0837 | 0.4323 | 0.018 | 3330 | 9990 | 0 | 0 | 0.095779 | 0 | 0.095779 | 0 | 0.096236 | 0 | 0.096236 | 0 | 4.5631 | 4.6421 | 4.5631 | 4.6421
267017-Economizer Repair Com All CZ07 Vint01 | 0.28702 | 0.1145 | 0.0249 | 882 | 2646 | 0 | 0 | 0.071915 | 0 | 0.071915 | 0 | 0.072779 | 0 | 0.072779 | 0 | 2.4172 | 2.4591 | 2.4172 | 2.4591
267019-Economizer Repair Com All CZ07 Vint04 | 0.72243 | 0.2882 | 0.012 | 2220 | 6660 | 0 | 0 | 0.095779 | 0 | 0.095779 | 0 | 0.096236 | 0 | 0.096236 | 0 | 4.5631 | 4.6421 | 4.5631 | 4.6421
267019-Economizer Repair Com All CZ07 Vint04 | 0.54183 | 0.21615 | 0.009 | 1665 | 4995 | 0 | 0 | 0.095779 | 0 | 0.095779 | 0 | 0.096236 | 0 | 0.096236 | 0 | 4.5631 | 4.6421 | 4.5631 | 4.6421
267020-Economizer Repair Com All CZ07 Vint05 | 0.71593 | 0.28561 | 0.0115 | 2200 | 6600 | 0 | 0 | 0.088753 | 0 | 0.088753 | 0 | 0.08933 | 0 | 0.08933 | 0 | 3.6176 | 3.6802 | 3.6176 | 3.6802
267020-Economizer Repair Com All CZ07 Vint05 | 0.71593 | 0.28561 | 0.0115 | 2200 | 6600 | 0 | 0 | 0.088753 | 0 | 0.088753 | 0 | 0.08933 | 0 | 0.08933 | 0 | 3.6176 | 3.6802 | 3.6176 | 3.6802
267017-Economizer Repair Com All CZ07 Vint01 | 0.66972 | 0.26717 | 0.0581 | 2058 | 6174 | 0 | 0 | 0.071915 | 0 | 0.071915 | 0 | 0.069216 | 0 | 0.069216 | 0 | 2.4172 | 2.2951 | 2.4172 | 2.2951
267018-Economizer Repair Com All CZ07 Vint03 | 1.6697 | 0.66611 | 0.0161 | 5131 | 15393 | 0 | 0 | 0.10231 | 0 | 0.10231 | 0 | 0.10122 | 0 | 0.10122 | 0 | 6.0266 | 5.7222 | 6.0266 | 5.7222
267018-Economizer Repair Com All CZ07 Vint03 | 0.95413 | 0.38064 | 0.0092 | 2932 | 8796 | 0 | 0 | 0.10231 | 0 | 0.10231 | 0 | 0.10265 | 0 | 0.10265 | 0 | 6.0266 | 6.131 | 6.0266 | 6.131
267018-Economizer Repair Com All CZ07 Vint03 | 2.3853 | 0.95159 | 0.023 | 7330 | 21990 | 0 | 0 | 0.10231 | 0 | 0.10231 | 0 | 0.10265 | 0 | 0.10265 | 0 | 6.0266 | 6.131 | 6.0266 | 6.131
267019-Economizer Repair Com All CZ07 Vint04 | 1.0837 | 0.4323 | 0.018 | 3330 | 9990 | 0 | 0 | 0.095779 | 0 | 0.095779 | 0 | 0.096236 | 0 | 0.096236 | 0 | 4.5631 | 4.6421 | 4.5631 | 4.6421
267020-Economizer Repair Com All CZ07 Vint05 | 0.57274 | 0.22849 | 0.0092 | 1760 | 5280 | 0 | 0 | 0.088753 | 0 | 0.088753 | 0 | 0.08933 | 0 | 0.08933 | 0 | 3.6176 | 3.6802 | 3.6176 | 3.6802
267019-Economizer Repair Com All CZ07 Vint04 | 0.90304 | 0.36025 | 0.015 | 2775 | 8325 | 0 | 0 | 0.095779 | 0 | 0.095779 | 0 | 0.096236 | 0 | 0.096236 | 0 | 4.5631 | 4.6421 | 4.5631 | 4.6421
267020-Economizer Repair Com All CZ07 Vint05 | 0.57274 | 0.22849 | 0.0092 | 1760 | 5280 | 0 | 0 | 0.087473 | 0 | 0.087473 | 0 | 0.08805 | 0 | 0.08805 | 0 | 3.5798 | 3.6418 | 3.5798 | 3.6418
267019-Economizer Repair Com All CZ07 Vint04 | 1.0837 | 0.4323 | 0.018 | 3330 | 9990 | 0 | 0 | 0.094498 | 0 | 0.094498 | 0 | 0.094956 | 0 | 0.094956 | 0 | 4.5155 | 4.5937 | 4.5155 | 4.5937
267019-Economizer Repair Com All CZ07 Vint04 | 0.54183 | 0.21615 | 0.009 | 1665 | 4995 | 0 | 0 | 0.094498 | 0 | 0.094498 | 0 | 0.094956 | 0 | 0.094956 | 0 | 4.5155 | 4.5937 | 4.5155 | 4.5937
267018-Economizer Repair Com All CZ07 Vint03 | 1.4312 | 0.57095 | 0.0138 | 4398 | 13194 | 0 | 0 | 0.10103 | 0 | 0.10103 | 0 | 0.10137 | 0 | 0.10137 | 0 | 5.9637 | 6.067 | 5.9637 | 6.067
267018-Economizer Repair Com All CZ07 Vint03 | 1.9083 | 0.76127 | 0.0184 | 5864 | 17592 | 0 | 0 | 0.10103 | 0 | 0.10103 | 0 | 0.10012 | 0 | 0.10012 | 0 | 5.9637 | 5.7101 | 5.9637 | 5.7101
267018-Economizer Repair Com All CZ07 Vint03 | 1.9083 | 0.76127 | 0.0184 | 5864 | 17592 | 0 | 0 | 0.10103 | 0 | 0.10103 | 0 | 0.10012 | 0 | 0.10012 | 0 | 5.9637 | 5.7101 | 5.9637 | 5.7101
267019-Economizer Repair Com All CZ07 Vint04 | 1.2643 | 0.50436 | 0.021 | 3885 | 11655 | 0 | 0 | 0.095779 | 0 | 0.095779 | 0 | 0.094349 | 0 | 0.094349 | 0 | 4.5631 | 4.3327 | 4.5631 | 4.3327
267019-Economizer Repair Com All CZ07 Vint04 | 1.2643 | 0.50436 | 0.021 | 3885 | 11655 | 0 | 0 | 0.095779 | 0 | 0.095779 | 0 | 0.094349 | 0 | 0.094349 | 0 | 4.5631 | 4.3327 | 4.5631 | 4.3327
267018-Economizer Repair Com All CZ07 Vint03 | 2.3853 | 0.95159 | 0.023 | 7330 | 21990 | 0 | 0 | 0.10231 | 0 | 0.10231 | 0 | 0.10265 | 0 | 0.10265 | 0 | 6.0266 | 6.131 | 6.0266 | 6.131
267018-Economizer Repair Com All CZ07 Vint03 | 2.3853 | 0.95159 | 0.023 | 7330 | 21990 | 0 | 0 | 0.10231 | 0 | 0.10231 | 0 | 0.10265 | 0 | 0.10265 | 0 | 6.0266 | 6.131 | 6.0266 | 6.131
267018-Economizer Repair Com All CZ07 Vint03 | 2.3853 | 0.95159 | 0.023 | 7330 | 21990 | 0 | 0 | 0.10231 | 0 | 0.10231 | 0 | 0.10265 | 0 | 0.10265 | 0 | 6.0266 | 6.131 | 6.0266 | 6.131
267019-Economizer Repair Com All CZ07 Vint04 | 1.8061 | 0.72051 | 0.03 | 5550 | 16650 | 0 | 0 | 0.094923 | 0 | 0.094923 | 0 | 0.09538 | 0 | 0.09538 | 0 | 4.5313 | 4.6097 | 4.5313 | 4.6097
267019-Economizer Repair Com All CZ07 Vint04 | 1.8061 | 0.72051 | 0.03 | 5550 | 16650 | 0 | 0 | 0.094923 | 0 | 0.094923 | 0 | 0.09538 | 0 | 0.09538 | 0 | 4.5313 | 4.6097 | 4.5313 | 4.6097
267018-Economizer Repair Com All CZ07 Vint03 | 0.95413 | 0.38064 | 0.0092 | 2932 | 8796 | 0 | 0 | 0.10145 | 0 | 0.10145 | 0 | 0.1018 | 0 | 0.1018 | 0 | 5.9845 | 6.0882 | 5.9845 | 6.0882
267019-Economizer Repair Com All CZ07 Vint04 | 0.72243 | 0.2882 | 0.012 | 2220 | 6660 | 0 | 0 | 0.094923 | 0 | 0.094923 | 0 | 0.09538 | 0 | 0.09538 | 0 | 4.5313 | 4.6097 | 4.5313 | 4.6097
267022-Economizer Repair Com All CZ10 Vint03 | 1.5444 | 0.61613 | 0.0084 | 4746 | 14238 | 0 | 0 | 0.099799 | 0 | 0.099799 | 0 | 0.098629 | 0 | 0.098629 | 0 | 5.5355 | 5.2559 | 5.5355 | 5.2559
267021-Economizer Repair Com All CZ10 Vint01 | 0.40417 | 0.16124 | 0.009 | 1242 | 3726 | 0 | 0 | 0.049732 | 0 | 0.049732 | 0 | 0.045055 | 0 | 0.045055 | 0 | 1.69 | 1.5871 | 1.69 | 1.5871
267023-Economizer Repair Com All CZ10 Vint04 | 0.86302 | 0.34429 | 0.0096 | 2652 | 7956 | 0 | 0 | 0.088051 | 0 | 0.088051 | 0 | 0.08586 | 0 | 0.08586 | 0 | 3.6087 | 3.3888 | 3.6087 | 3.3888
267023-Economizer Repair Com All CZ10 Vint04 | 0.57534 | 0.22952 | 0.0064 | 1768 | 5304 | 0 | 0 | 0.088051 | 0 | 0.088051 | 0 | 0.088625 | 0 | 0.088625 | 0 | 3.6087 | 3.6712 | 3.6087 | 3.6712
267019-Economizer Repair Com All CZ07 Vint04 | 0.72243 | 0.2882 | 0.012 | 2220 | 6660 | 0 | 0 | 0.094498 | 0 | 0.094498 | 0 | 0.094956 | 0 | 0.094956 | 0 | 4.5155 | 4.5937 | 4.5155 | 4.5937
267018-Economizer Repair Com All CZ07 Vint03 | 0.7156 | 0.28548 | 0.0069 | 2199 | 6597 | 0 | 0 | 0.10103 | 0 | 0.10103 | 0 | 0.10137 | 0 | 0.10137 | 0 | 5.9637 | 6.067 | 5.9637 | 6.067
267018-Economizer Repair Com All CZ07 Vint03 | 1.4312 | 0.57095 | 0.0138 | 4398 | 13194 | 0 | 0 | 0.10103 | 0 | 0.10103 | 0 | 0.10137 | 0 | 0.10137 | 0 | 5.9637 | 6.067 | 5.9637 | 6.067
267018-Economizer Repair Com All CZ07 Vint03 | 0.95413 | 0.38064 | 0.0092 | 2932 | 8796 | 0 | 0 | 0.10103 | 0 | 0.10103 | 0 | 0.10137 | 0 | 0.10137 | 0 | 5.9637 | 6.067 | 5.9637 | 6.067
267018-Economizer Repair Com All CZ07 Vint03 | 2.3853 | 0.95159 | 0.023 | 7330 | 21990 | 0 | 0 | 0.10103 | 0 | 0.10103 | 0 | 0.10137 | 0 | 0.10137 | 0 | 5.9637 | 6.067 | 5.9637 | 6.067
267029-Commercial HVAC Diagnostic/Tune-up Com All CZ07 VintAll | 0.29914 | 0.11934 | 0.1876 | 919.24 | 9192.4 | 0 | 0 | 0.08542 | 0 | 0.08542 | 0 | 0.082082 | 0 | 0.082082 | 0 | 2.8278 | 2.6393 | 2.8278 | 2.6393
267044-Commercial Condensor Coil Cleaning (all units - savings at 50% of DEER) Com All CZ07 VintAll | 0.13668 | 0.054525 | 0.329 | 420 | 1260 | 0 | 0 | 0.075183 | 0 | 0.075183 | 0 | 0.070925 | 0 | 0.070925 | 0 | 2.2612 | 2.1104 | 2.2612 | 2.1104
267029-Commercial HVAC Diagnostic/Tune-up Com All CZ07 VintAll | 0.29914 | 0.11934 | 0.1876 | 919.24 | 9192.4 | 0 | 0 | 0.08542 | 0 | 0.08542 | 0 | 0.082082 | 0 | 0.082082 | 0 | 2.8278 | 2.6393 | 2.8278 | 2.6393
267044-Commercial Condensor Coil Cleaning (all units - savings at 50% of DEER) Com All CZ07 VintAll | 0.13668 | 0.054525 | 0.329 | 420 | 1260 | 0 | 0 | 0.075183 | 0 | 0.075183 | 0 | 0.070925 | 0 | 0.070925 | 0 | 2.2612 | 2.1104 | 2.2612 | 2.1104
267029-Commercial HVAC Diagnostic/Tune-up Com All CZ07 VintAll | 0.17094 | 0.068192 | 0.1072 | 525.28 | 5252.8 | 0 | 0 | 0.08542 | 0 | 0.08542 | 0 | 0.08542 | 0 | 0.08542 | 0 | 2.8278 | 2.8278 | 2.8278 | 2.8278
267044-Commercial Condensor Coil Cleaning (all units - savings at 50% of DEER) Com All CZ07 VintAll | 0.078101 | 0.031157 | 0.188 | 240 | 720 | 0 | 0 | 0.075183 | 0 | 0.075183 | 0 | 0.075183 | 0 | 0.075183 | 0 | 2.2612 | 2.2612 | 2.2612 | 2.2612
267029-Commercial HVAC Diagnostic/Tune-up Com All CZ07 VintAll | 0.42734 | 0.17048 | 0.268 | 1313.2 | 13132 | 0 | 0 | 0.08542 | 0 | 0.08542 | 0 | 0.08542 | 0 | 0.08542 | 0 | 2.8278 | 2.8278 | 2.8278 | 2.8278
267044-Commercial Condensor Coil Cleaning (all units - savings at 50% of DEER) Com All CZ07 VintAll | 0.19525 | 0.077893 | 0.47 | 600 | 1800 | 0 | 0 | 0.075183 | 0 | 0.075183 | 0 | 0.075183 | 0 | 0.075183 | 0 | 2.2612 | 2.2612 | 2.2612 | 2.2612
267029-Commercial HVAC Diagnostic/Tune-up Com All CZ07 VintAll | 0.031118 | 0.012414 | 0.1072 | 95.6224 | 956.224 | 0 | 0 | -0.12329 | 0 | -0.12329 | 0 | -0.12329 | 0 | -0.12329 | 0 | 0.51974 | 0.51974 | 0.51974 | 0.51974
267044-Commercial Condensor Coil Cleaning (all units - savings at 50% of DEER) Com All CZ07 VintAll | 0.078101 | 0.031157 | 0.188 | 240 | 720 | 0 | 0 | 0.076463 | 0 | 0.076463 | 0 | 0.076463 | 0 | 0.076463 | 0 | 2.2827 | 2.2827 | 2.2827 | 2.2827
267029-Commercial HVAC Diagnostic/Tune-up Com All CZ07 VintAll | 0.031118 | 0.012414 | 0.1072 | 95.6224 | 956.224 | 0 | 0 | -0.12329 | 0 | -0.12329 | 0 | -0.12329 | 0 | -0.12329 | 0 | 0.51974 | 0.51974 | 0.51974 | 0.51974
267044-Commercial Condensor Coil Cleaning (all units - savings at 50% of DEER) Com All CZ07 VintAll | 0.078101 | 0.031157 | 0.188 | 240 | 720 | 0 | 0 | 0.076463 | 0 | 0.076463 | 0 | 0.076463 | 0 | 0.076463 | 0 | 2.2827 | 2.2827 | 2.2827 | 2.2827
267029-Commercial HVAC Diagnostic/Tune-up Com All CZ07 VintAll | 0.031118 | 0.012414 | 0.1072 | 95.6224 | 956.224 | 0 | 0 | -0.12329 | 0 | -0.12329 | 0 | -0.12329 | 0 | -0.12329 | 0 | 0.51974 | 0.51974 | 0.51974 | 0.51974
267044-Commercial Condensor Coil Cleaning (all units - savings at 50% of DEER) Com All CZ07 VintAll | 0.078101 | 0.031157 | 0.188 | 240 | 720 | 0 | 0 | 0.076463 | 0 | 0.076463 | 0 | 0.076463 | 0 | 0.076463 | 0 | 2.2827 | 2.2827 | 2.2827 | 2.2827
267029-Commercial HVAC Diagnostic/Tune-up Com All CZ07 VintAll | 0.031118 | 0.012414 | 0.1072 | 95.6224 | 956.224 | 0 | 0 | -0.12329 | 0 | -0.12329 | 0 | -0.12329 | 0 | -0.12329 | 0 | 0.51974 | 0.51974 | 0.51974 | 0.51974
267044-Commercial Condensor Coil Cleaning (all units - savings at 50% of DEER) Com All CZ07 VintAll | 0.078101 | 0.031157 | 0.188 | 240 | 720 | 0 | 0 | 0.076463 | 0 | 0.076463 | 0 | 0.076463 | 0 | 0.076463 | 0 | 2.2827 | 2.2827 | 2.2827 | 2.2827
267029-Commercial HVAC Diagnostic/Tune-up Com All CZ07 VintAll | 0.031118 | 0.012414 | 0.1072 | 95.6224 | 956.224 | 0 | 0 | -0.12329 | 0 | -0.12329 | 0 | -0.12329 | 0 | -0.12329 | 0 | 0.51974 | 0.51974 | 0.51974 | 0.51974
267044-Commercial Condensor Coil Cleaning (all units - savings at 50% of DEER) Com All CZ07 VintAll | 0.078101 | 0.031157 | 0.188 | 240 | 720 | 0 | 0 | 0.076463 | 0 | 0.076463 | 0 | 0.076463 | 0 | 0.076463 | 0 | 2.2827 | 2.2827 | 2.2827 | 2.2827
267029-Commercial HVAC Diagnostic/Tune-up Com All CZ07 VintAll | 0.031118 | 0.012414 | 0.1072 | 95.6224 | 956.224 | 0 | 0 | -0.12329 | 0 | -0.12329 | 0 | -0.12329 | 0 | -0.12329 | 0 | 0.51974 | 0.51974 | 0.51974 | 0.51974
267044-Commercial Condensor Coil Cleaning (all units - savings at 50% of DEER) Com All CZ07 VintAll | 0.078101 | 0.031157 | 0.188 | 240 | 720 | 0 | 0 | 0.076463 | 0 | 0.076463 | 0 | 0.076463 | 0 | 0.076463 | 0 | 2.2827 | 2.2827 | 2.2827 | 2.2827
267029-Commercial HVAC Diagnostic/Tune-up Com All CZ07 VintAll | 0.031118 | 0.012414 | 0.1072 | 95.6224 | 956.224 | 0 | 0 | -0.12329 | 0 | -0.12329 | 0 | -0.12329 | 0 | -0.12329 | 0 | 0.51974 | 0.51974 | 0.51974 | 0.51974
267044-Commercial Condensor Coil Cleaning (all units - savings at 50% of DEER) Com All CZ07 VintAll | 0.078101 | 0.031157 | 0.188 | 240 | 720 | 0 | 0 | 0.076463 | 0 | 0.076463 | 0 | 0.076463 | 0 | 0.076463 | 0 | 2.2827 | 2.2827 | 2.2827 | 2.2827
267029-Commercial HVAC Diagnostic/Tune-up Com All CZ07 VintAll | 0.031118 | 0.012414 | 0.1072 | 95.6224 | 956.224 | 0 | 0 | -0.12329 | 0 | -0.12329 | 0 | -0.12329 | 0 | -0.12329 | 0 | 0.51974 | 0.51974 | 0.51974 | 0.51974
267044-Commercial Condensor Coil Cleaning (all units - savings at 50% of DEER) Com All CZ07 VintAll | 0.078101 | 0.031157 | 0.188 | 240 | 720 | 0 | 0 | 0.076463 | 0 | 0.076463 | 0 | 0.076463 | 0 | 0.076463 | 0 | 2.2827 | 2.2827 | 2.2827 | 2.2827
267029-Commercial HVAC Diagnostic/Tune-up Com All CZ07 VintAll | 0.031118 | 0.012414 | 0.1072 | 95.6224 | 956.224 | 0 | 0 | -0.12329 | 0 | -0.12329 | 0 | -0.12329 | 0 | -0.12329 | 0 | 0.51974 | 0.51974 | 0.51974 | 0.51974
267044-Commercial Condensor Coil Cleaning (all units - savings at 50% of DEER) Com All CZ07 VintAll | 0.078101 | 0.031157 | 0.188 | 240 | 720 | 0 | 0 | 0.076463 | 0 | 0.076463 | 0 | 0.076463 | 0 | 0.076463 | 0 | 2.2827 | 2.2827 | 2.2827 | 2.2827
267029-Commercial HVAC Diagnostic/Tune-up Com All CZ07 VintAll | 0.031118 | 0.012414 | 0.1072 | 95.6224 | 956.224 | 0 | 0 | -0.12329 | 0 | -0.12329 | 0 | -0.12329 | 0 | -0.12329 | 0 | 0.51974 | 0.51974 | 0.51974 | 0.51974
267044-Commercial Condensor Coil Cleaning (all units - savings at 50% of DEER) Com All CZ07 VintAll | 0.078101 | 0.031157 | 0.188 | 240 | 720 | 0 | 0 | 0.076463 | 0 | 0.076463 | 0 | 0.076463 | 0 | 0.076463 | 0 | 2.2827 | 2.2827 | 2.2827 | 2.2827
267029-Commercial HVAC Diagnostic/Tune-up Com All CZ07 VintAll | 0.031118 | 0.012414 | 0.1072 | 95.6224 | 956.224 | 0 | 0 | -0.12329 | 0 | -0.12329 | 0 | -0.12329 | 0 | -0.12329 | 0 | 0.51974 | 0.51974 | 0.51974 | 0.51974
267044-Commercial Condensor Coil Cleaning (all units - savings at 50% of DEER) Com All CZ07 VintAll | 0.078101 | 0.031157 | 0.188 | 240 | 720 | 0 | 0 | 0.076463 | 0 | 0.076463 | 0 | 0.076463 | 0 | 0.076463 | 0 | 2.2827 | 2.2827 | 2.2827 | 2.2827
267029-Commercial HVAC Diagnostic/Tune-up Com All CZ07 VintAll | 0.031118 | 0.012414 | 0.1072 | 95.6224 | 956.224 | 0 | 0 | -0.12329 | 0 | -0.12329 | 0 | -0.12329 | 0 | -0.12329 | 0 | 0.51974 | 0.51974 | 0.51974 | 0.51974
267044-Commercial Condensor Coil Cleaning (all units - savings at 50% of DEER) Com All CZ07 VintAll | 0.078101 | 0.031157 | 0.188 | 240 | 720 | 0 | 0 | 0.076463 | 0 | 0.076463 | 0 | 0.076463 | 0 | 0.076463 | 0 | 2.2827 | 2.2827 | 2.2827 | 2.2827
267029-Commercial HVAC Diagnostic/Tune-up Com All CZ07 VintAll | 0.031118 | 0.012414 | 0.1072 | 95.6224 | 956.224 | 0 | 0 | -0.12329 | 0 | -0.12329 | 0 | -0.12329 | 0 | -0.12329 | 0 | 0.51974 | 0.51974 | 0.51974 | 0.51974
267044-Commercial Condensor Coil Cleaning (all units - savings at 50% of DEER) Com All CZ07 VintAll | 0.078101 | 0.031157 | 0.188 | 240 | 720 | 0 | 0 | 0.076463 | 0 | 0.076463 | 0 | 0.076463 | 0 | 0.076463 | 0 | 2.2827 | 2.2827 | 2.2827 | 2.2827
267029-Commercial HVAC Diagnostic/Tune-up Com All CZ07 VintAll | 0.031118 | 0.012414 | 0.1072 | 95.6224 | 956.224 | 0 | 0 | -0.12329 | 0 | -0.12329 | 0 | -0.12329 | 0 | -0.12329 | 0 | 0.51974 | 0.51974 | 0.51974 | 0.51974
267044-Commercial Condensor Coil Cleaning (all units - savings at 50% of DEER) Com All CZ07 VintAll | 0.078101 | 0.031157 | 0.188 | 240 | 720 | 0 | 0 | 0.076463 | 0 | 0.076463 | 0 | 0.076463 | 0 | 0.076463 | 0 | 2.2827 | 2.2827 | 2.2827 | 2.2827
267029-Commercial HVAC Diagnostic/Tune-up Com All CZ07 VintAll | 0.031118 | 0.012414 | 0.1072 | 95.6224 | 956.224 | 0 | 0 | -0.12329 | 0 | -0.12329 | 0 | -0.12329 | 0 | -0.12329 | 0 | 0.51974 | 0.51974 | 0.51974 | 0.51974
267044-Commercial Condensor Coil Cleaning (all units - savings at 50% of DEER) Com All CZ07 VintAll | 0.078101 | 0.031157 | 0.188 | 240 | 720 | 0 | 0 | 0.076463 | 0 | 0.076463 | 0 | 0.076463 | 0 | 0.076463 | 0 | 2.2827 | 2.2827 | 2.2827 | 2.2827
267029-Commercial HVAC Diagnostic/Tune-up Com All CZ07 VintAll | 0.031118 | 0.012414 | 0.1072 | 95.6224 | 956.224 | 0 | 0 | -0.12329 | 0 | -0.12329 | 0 | -0.12329 | 0 | -0.12329 | 0 | 0.51974 | 0.51974 | 0.51974 | 0.51974
267044-Commercial Condensor Coil Cleaning (all units - savings at 50% of DEER) Com All CZ07 VintAll | 0.078101 | 0.031157 | 0.188 | 240 | 720 | 0 | 0 | 0.076463 | 0 | 0.076463 | 0 | 0.076463 | 0 | 0.076463 | 0 | 2.2827 | 2.2827 | 2.2827 | 2.2827
267030-Commercial HVAC Diagnostic/Tune-up Com All CZ10 VintAll | 0.031118 | 0.012414 | 0.1072 | 95.6224 | 956.224 | 0 | 0 | -0.12329 | 0 | -0.12329 | 0 | -0.12329 | 0 | -0.12329 | 0 | 0.51974 | 0.51974 | 0.51974 | 0.51974
267045-Commercial Condensor Coil Cleaning (all units - savings at 50% of DEER) Com All CZ10 VintAll | 0.096325 | 0.038427 | 0.266 | 296 | 888 | 0 | 0 | 0.087742 | 0 | 0.087742 | 0 | 0.087742 | 0 | 0.087742 | 0 | 2.8153 | 2.8153 | 2.8153 | 2.8153
267030-Commercial HVAC Diagnostic/Tune-up Com All CZ10 VintAll | 0.031118 | 0.012414 | 0.1072 | 95.6224 | 956.224 | 0 | 0 | -0.12329 | 0 | -0.12329 | 0 | -0.12329 | 0 | -0.12329 | 0 | 0.51974 | 0.51974 | 0.51974 | 0.51974
267045-Commercial Condensor Coil Cleaning (all units - savings at 50% of DEER) Com All CZ10 VintAll | 0.096325 | 0.038427 | 0.266 | 296 | 888 | 0 | 0 | 0.087742 | 0 | 0.087742 | 0 | 0.087742 | 0 | 0.087742 | 0 | 2.8153 | 2.8153 | 2.8153 | 2.8153
267030-Commercial HVAC Diagnostic/Tune-up Com All CZ10 VintAll | 0.031118 | 0.012414 | 0.1072 | 95.6224 | 956.224 | 0 | 0 | -0.12329 | 0 | -0.12329 | 0 | -0.12329 | 0 | -0.12329 | 0 | 0.51974 | 0.51974 | 0.51974 | 0.51974
267045-Commercial Condensor Coil Cleaning (all units - savings at 50% of DEER) Com All CZ10 VintAll | 0.096325 | 0.038427 | 0.266 | 296 | 888 | 0 | 0 | 0.087742 | 0 | 0.087742 | 0 | 0.087742 | 0 | 0.087742 | 0 | 2.8153 | 2.8153 | 2.8153 | 2.8153
267030-Commercial HVAC Diagnostic/Tune-up Com All CZ10 VintAll | 0.031118 | 0.012414 | 0.1072 | 95.6224 | 956.224 | 0 | 0 | -0.12329 | 0 | -0.12329 | 0 | -0.12329 | 0 | -0.12329 | 0 | 0.51974 | 0.51974 | 0.51974 | 0.51974
267045-Commercial Condensor Coil Cleaning (all units - savings at 50% of DEER) Com All CZ10 VintAll | 0.096325 | 0.038427 | 0.266 | 296 | 888 | 0 | 0 | 0.087742 | 0 | 0.087742 | 0 | 0.087742 | 0 | 0.087742 | 0 | 2.8153 | 2.8153 | 2.8153 | 2.8153
267030-Commercial HVAC Diagnostic/Tune-up Com All CZ10 VintAll | 0.031118 | 0.012414 | 0.1072 | 95.6224 | 956.224 | 0 | 0 | -0.12329 | 0 | -0.12329 | 0 | -0.12329 | 0 | -0.12329 | 0 | 0.51974 | 0.51974 | 0.51974 | 0.51974
267045-Commercial Condensor Coil Cleaning (all units - savings at 50% of DEER) Com All CZ10 VintAll | 0.096325 | 0.038427 | 0.266 | 296 | 888 | 0 | 0 | 0.087742 | 0 | 0.087742 | 0 | 0.087742 | 0 | 0.087742 | 0 | 2.8153 | 2.8153 | 2.8153 | 2.8153
267030-Commercial HVAC Diagnostic/Tune-up Com All CZ10 VintAll | 0.031118 | 0.012414 | 0.1072 | 95.6224 | 956.224 | 0 | 0 | -0.12329 | 0 | -0.12329 | 0 | -0.12329 | 0 | -0.12329 | 0 | 0.51974 | 0.51974 | 0.51974 | 0.51974
267045-Commercial Condensor Coil Cleaning (all units - savings at 50% of DEER) Com All CZ10 VintAll | 0.096325 | 0.038427 | 0.266 | 296 | 888 | 0 | 0 | 0.087742 | 0 | 0.087742 | 0 | 0.087742 | 0 | 0.087742 | 0 | 2.8153 | 2.8153 | 2.8153 | 2.8153
267030-Commercial HVAC Diagnostic/Tune-up Com All CZ10 VintAll | 0.031118 | 0.012414 | 0.1072 | 95.6224 | 956.224 | 0 | 0 | -0.12329 | 0 | -0.12329 | 0 | -0.12329 | 0 | -0.12329 | 0 | 0.51974 | 0.51974 | 0.51974 | 0.51974
267045-Commercial Condensor Coil Cleaning (all units - savings at 50% of DEER) Com All CZ10 VintAll | 0.096325 | 0.038427 | 0.266 | 296 | 888 | 0 | 0 | 0.087742 | 0 | 0.087742 | 0 | 0.087742 | 0 | 0.087742 | 0 | 2.8153 | 2.8153 | 2.8153 | 2.8153
267030-Commercial HVAC Diagnostic/Tune-up Com All CZ10 VintAll | 0.031118 | 0.012414 | 0.1072 | 95.6224 | 956.224 | 0 | 0 | -0.12329 | 0 | -0.12329 | 0 | -0.12329 | 0 | -0.12329 | 0 | 0.51974 | 0.51974 | 0.51974 | 0.51974
267045-Commercial Condensor Coil Cleaning (all units - savings at 50% of DEER) Com All CZ10 VintAll | 0.096325 | 0.038427 | 0.266 | 296 | 888 | 0 | 0 | 0.087742 | 0 | 0.087742 | 0 | 0.087742 | 0 | 0.087742 | 0 | 2.8153 | 2.8153 | 2.8153 | 2.8153
267029-Commercial HVAC Diagnostic/Tune-up Com All CZ07 VintAll | 0.031118 | 0.012414 | 0.1072 | 95.6224 | 956.224 | 0 | 0 | -0.12329 | 0 | -0.12329 | 0 | -0.12329 | 0 | -0.12329 | 0 | 0.51974 | 0.51974 | 0.51974 | 0.51974
267044-Commercial Condensor Coil Cleaning (all units - savings at 50% of DEER) Com All CZ07 VintAll | 0.078101 | 0.031157 | 0.188 | 240 | 720 | 0 | 0 | 0.076463 | 0 | 0.076463 | 0 | 0.076463 | 0 | 0.076463 | 0 | 2.2827 | 2.2827 | 2.2827 | 2.2827
267029-Commercial HVAC Diagnostic/Tune-up Com All CZ07 VintAll | 0.031118 | 0.012414 | 0.1072 | 95.6224 | 956.224 | 0 | 0 | -0.12329 | 0 | -0.12329 | 0 | -0.12329 | 0 | -0.12329 | 0 | 0.51974 | 0.51974 | 0.51974 | 0.51974
267044-Commercial Condensor Coil Cleaning (all units - savings at 50% of DEER) Com All CZ07 VintAll | 0.078101 | 0.031157 | 0.188 | 240 | 720 | 0 | 0 | 0.076463 | 0 | 0.076463 | 0 | 0.076463 | 0 | 0.076463 | 0 | 2.2827 | 2.2827 | 2.2827 | 2.2827
267029-Commercial HVAC Diagnostic/Tune-up Com All CZ07 VintAll | 0.031118 | 0.012414 | 0.1072 | 95.6224 | 956.224 | 0 | 0 | -0.12329 | 0 | -0.12329 | 0 | -0.12329 | 0 | -0.12329 | 0 | 0.51974 | 0.51974 | 0.51974 | 0.51974
267044-Commercial Condensor Coil Cleaning (all units - savings at 50% of DEER) Com All CZ07 VintAll | 0.078101 | 0.031157 | 0.188 | 240 | 720 | 0 | 0 | 0.076463 | 0 | 0.076463 | 0 | 0.076463 | 0 | 0.076463 | 0 | 2.2827 | 2.2827 | 2.2827 | 2.2827
267029-Commercial HVAC Diagnostic/Tune-up Com All CZ07 VintAll | 0.031118 | 0.012414 | 0.1072 | 95.6224 | 956.224 | 0 | 0 | -0.12329 | 0 | -0.12329 | 0 | -0.12329 | 0 | -0.12329 | 0 | 0.51974 | 0.51974 | 0.51974 | 0.51974
267044-Commercial Condensor Coil Cleaning (all units - savings at 50% of DEER) Com All CZ07 VintAll | 0.078101 | 0.031157 | 0.188 | 240 | 720 | 0 | 0 | 0.076463 | 0 | 0.076463 | 0 | 0.076463 | 0 | 0.076463 | 0 | 2.2827 | 2.2827 | 2.2827 | 2.2827
267029-Commercial HVAC Diagnostic/Tune-up Com All CZ07 VintAll | 0.031118 | 0.012414 | 0.1072 | 95.6224 | 956.224 | 0 | 0 | -0.12329 | 0 | -0.12329 | 0 | -0.12329 | 0 | -0.12329 | 0 | 0.51974 | 0.51974 | 0.51974 | 0.51974
267044-Commercial Condensor Coil Cleaning (all units - savings at 50% of DEER) Com All CZ07 VintAll | 0.078101 | 0.031157 | 0.188 | 240 | 720 | 0 | 0 | 0.076463 | 0 | 0.076463 | 0 | 0.076463 | 0 | 0.076463 | 0 | 2.2827 | 2.2827 | 2.2827 | 2.2827
267029-Commercial HVAC Diagnostic/Tune-up Com All CZ07 VintAll | 0.031118 | 0.012414 | 0.1072 | 95.6224 | 956.224 | 0 | 0 | -0.12329 | 0 | -0.12329 | 0 | -0.12329 | 0 | -0.12329 | 0 | 0.51974 | 0.51974 | 0.51974 | 0.51974
267044-Commercial Condensor Coil Cleaning (all units - savings at 50% of DEER) Com All CZ07 VintAll | 0.078101 | 0.031157 | 0.188 | 240 | 720 | 0 | 0 | 0.076463 | 0 | 0.076463 | 0 | 0.076463 | 0 | 0.076463 | 0 | 2.2827 | 2.2827 | 2.2827 | 2.2827
267029-Commercial HVAC Diagnostic/Tune-up Com All CZ07 VintAll | 0.031118 | 0.012414 | 0.1072 | 95.6224 | 956.224 | 0 | 0 | -0.12329 | 0 | -0.12329 | 0 | -0.12329 | 0 | -0.12329 | 0 | 0.51974 | 0.51974 | 0.51974 | 0.51974
267044-Commercial Condensor Coil Cleaning (all units - savings at 50% of DEER) Com All CZ07 VintAll | 0.078101 | 0.031157 | 0.188 | 240 | 720 | 0 | 0 | 0.076463 | 0 | 0.076463 | 0 | 0.076463 | 0 | 0.076463 | 0 | 2.2827 | 2.2827 | 2.2827 | 2.2827
267029-Commercial HVAC Diagnostic/Tune-up Com All CZ07 VintAll | 0.031118 | 0.012414 | 0.1072 | 95.6224 | 956.224 | 0 | 0 | -0.12329 | 0 | -0.12329 | 0 | -0.12329 | 0 | -0.12329 | 0 | 0.51974 | 0.51974 | 0.51974 | 0.51974
267044-Commercial Condensor Coil Cleaning (all units - savings at 50% of DEER) Com All CZ07 VintAll | 0.078101 | 0.031157 | 0.188 | 240 | 720 | 0 | 0 | 0.076463 | 0 | 0.076463 | 0 | 0.076463 | 0 | 0.076463 | 0 | 2.2827 | 2.2827 | 2.2827 | 2.2827
267029-Commercial HVAC Diagnostic/Tune-up Com All CZ07 VintAll | 0.031118 | 0.012414 | 0.1072 | 95.6224 | 956.224 | 0 | 0 | -0.12329 | 0 | -0.12329 | 0 | -0.12329 | 0 | -0.12329 | 0 | 0.51974 | 0.51974 | 0.51974 | 0.51974
267044-Commercial Condensor Coil Cleaning (all units - savings at 50% of DEER) Com All CZ07 VintAll | 0.078101 | 0.031157 | 0.188 | 240 | 720 | 0 | 0 | 0.076463 | 0 | 0.076463 | 0 | 0.076463 | 0 | 0.076463 | 0 | 2.2827 | 2.2827 | 2.2827 | 2.2827
267029-Commercial HVAC Diagnostic/Tune-up Com All CZ07 VintAll | 0.031118 | 0.012414 | 0.1072 | 95.6224 | 956.224 | 0 | 0 | -0.12329 | 0 | -0.12329 | 0 | -0.12329 | 0 | -0.12329 | 0 | 0.51974 | 0.51974 | 0.51974 | 0.51974
267044-Commercial Condensor Coil Cleaning (all units - savings at 50% of DEER) Com All CZ07 VintAll | 0.078101 | 0.031157 | 0.188 | 240 | 720 | 0 | 0 | 0.076463 | 0 | 0.076463 | 0 | 0.076463 | 0 | 0.076463 | 0 | 2.2827 | 2.2827 | 2.2827 | 2.2827
267030-Commercial HVAC Diagnostic/Tune-up Com All CZ10 VintAll | 0.031118 | 0.012414 | 0.1072 | 95.6224 | 956.224 | 0 | 0 | -0.12329 | 0 | -0.12329 | 0 | -0.12329 | 0 | -0.12329 | 0 | 0.51974 | 0.51974 | 0.51974 | 0.51974
267045-Commercial Condensor Coil Cleaning (all units - savings at 50% of DEER) Com All CZ10 VintAll | 0.096325 | 0.038427 | 0.266 | 296 | 888 | 0 | 0 | 0.087742 | 0 | 0.087742 | 0 | 0.087742 | 0 | 0.087742 | 0 | 2.8153 | 2.8153 | 2.8153 | 2.8153
267030-Commercial HVAC Diagnostic/Tune-up Com All CZ10 VintAll | 0.031118 | 0.012414 | 0.1072 | 95.6224 | 956.224 | 0 | 0 | -0.12329 | 0 | -0.12329 | 0 | -0.12329 | 0 | -0.12329 | 0 | 0.51974 | 0.51974 | 0.51974 | 0.51974
267045-Commercial Condensor Coil Cleaning (all units - savings at 50% of DEER) Com All CZ10 VintAll | 0.096325 | 0.038427 | 0.266 | 296 | 888 | 0 | 0 | 0.087742 | 0 | 0.087742 | 0 | 0.087742 | 0 | 0.087742 | 0 | 2.8153 | 2.8153 | 2.8153 | 2.8153
267030-Commercial HVAC Diagnostic/Tune-up Com All CZ10 VintAll | 0.031118 | 0.012414 | 0.1072 | 95.6224 | 956.224 | 0 | 0 | -0.12329 | 0 | -0.12329 | 0 | -0.12329 | 0 | -0.12329 | 0 | 0.51974 | 0.51974 | 0.51974 | 0.51974
267045-Commercial Condensor Coil Cleaning (all units - savings at 50% of DEER) Com All CZ10 VintAll | 0.096325 | 0.038427 | 0.266 | 296 | 888 | 0 | 0 | 0.087742 | 0 | 0.087742 | 0 | 0.087742 | 0 | 0.087742 | 0 | 2.8153 | 2.8153 | 2.8153 | 2.8153
267030-Commercial HVAC Diagnostic/Tune-up Com All CZ10 VintAll | 0.031118 | 0.012414 | 0.1072 | 95.6224 | 956.224 | 0 | 0 | -0.12329 | 0 | -0.12329 | 0 | -0.12329 | 0 | -0.12329 | 0 | 0.51974 | 0.51974 | 0.51974 | 0.51974
267045-Commercial Condensor Coil Cleaning (all units - savings at 50% of DEER) Com All CZ10 VintAll | 0.096325 | 0.038427 | 0.266 | 296 | 888 | 0 | 0 | 0.087742 | 0 | 0.087742 | 0 | 0.087742 | 0 | 0.087742 | 0 | 2.8153 | 2.8153 | 2.8153 | 2.8153
267030-Commercial HVAC Diagnostic/Tune-up Com All CZ10 VintAll | 0.031118 | 0.012414 | 0.1072 | 95.6224 | 956.224 | 0 | 0 | -0.12329 | 0 | -0.12329 | 0 | -0.12329 | 0 | -0.12329 | 0 | 0.51974 | 0.51974 | 0.51974 | 0.51974
267045-Commercial Condensor Coil Cleaning (all units - savings at 50% of DEER) Com All CZ10 VintAll | 0.096325 | 0.038427 | 0.266 | 296 | 888 | 0 | 0 | 0.087742 | 0 | 0.087742 | 0 | 0.087742 | 0 | 0.087742 | 0 | 2.8153 | 2.8153 | 2.8153 | 2.8153
267030-Commercial HVAC Diagnostic/Tune-up Com All CZ10 VintAll | 0.031118 | 0.012414 | 0.1072 | 95.6224 | 956.224 | 0 | 0 | -0.12329 | 0 | -0.12329 | 0 | -0.12329 | 0 | -0.12329 | 0 | 0.51974 | 0.51974 | 0.51974 | 0.51974
267045-Commercial Condensor Coil Cleaning (all units - savings at 50% of DEER) Com All CZ10 VintAll | 0.096325 | 0.038427 | 0.266 | 296 | 888 | 0 | 0 | 0.087742 | 0 | 0.087742 | 0 | 0.087742 | 0 | 0.087742 | 0 | 2.8153 | 2.8153 | 2.8153 | 2.8153
267030-Commercial HVAC Diagnostic/Tune-up Com All CZ10 VintAll | 0.031118 | 0.012414 | 0.1072 | 95.6224 | 956.224 | 0 | 0 | -0.12329 | 0 | -0.12329 | 0 | -0.12329 | 0 | -0.12329 | 0 | 0.51974 | 0.51974 | 0.51974 | 0.51974
267045-Commercial Condensor Coil Cleaning (all units - savings at 50% of DEER) Com All CZ10 VintAll | 0.096325 | 0.038427 | 0.266 | 296 | 888 | 0 | 0 | 0.087742 | 0 | 0.087742 | 0 | 0.087742 | 0 | 0.087742 | 0 | 2.8153 | 2.8153 | 2.8153 | 2.8153
267030-Commercial HVAC Diagnostic/Tune-up Com All CZ10 VintAll | 0.031118 | 0.012414 | 0.1072 | 95.6224 | 956.224 | 0 | 0 | -0.12329 | 0 | -0.12329 | 0 | -0.12329 | 0 | -0.12329 | 0 | 0.51974 | 0.51974 | 0.51974 | 0.51974
267045-Commercial Condensor Coil Cleaning (all units - savings at 50% of DEER) Com All CZ10 VintAll | 0.096325 | 0.038427 | 0.266 | 296 | 888 | 0 | 0 | 0.087742 | 0 | 0.087742 | 0 | 0.087742 | 0 | 0.087742 | 0 | 2.8153 | 2.8153 | 2.8153 | 2.8153
267030-Commercial HVAC Diagnostic/Tune-up Com All CZ10 VintAll | 0.031118 | 0.012414 | 0.1072 | 95.6224 | 956.224 | 0 | 0 | -0.12329 | 0 | -0.12329 | 0 | -0.12329 | 0 | -0.12329 | 0 | 0.51974 | 0.51974 | 0.51974 | 0.51974
267045-Commercial Condensor Coil Cleaning (all units - savings at 50% of DEER) Com All CZ10 VintAll | 0.096325 | 0.038427 | 0.266 | 296 | 888 | 0 | 0 | 0.087742 | 0 | 0.087742 | 0 | 0.087742 | 0 | 0.087742 | 0 | 2.8153 | 2.8153 | 2.8153 | 2.8153
267029-Commercial HVAC Diagnostic/Tune-up Com All CZ07 VintAll | 0.031118 | 0.012414 | 0.1072 | 95.6224 | 956.224 | 0 | 0 | -0.12329 | 0 | -0.12329 | 0 | -0.12329 | 0 | -0.12329 | 0 | 0.51974 | 0.51974 | 0.51974 | 0.51974
267044-Commercial Condensor Coil Cleaning (all units - savings at 50% of DEER) Com All CZ07 VintAll | 0.078101 | 0.031157 | 0.188 | 240 | 720 | 0 | 0 | 0.076463 | 0 | 0.076463 | 0 | 0.076463 | 0 | 0.076463 | 0 | 2.2827 | 2.2827 | 2.2827 | 2.2827
267029-Commercial HVAC Diagnostic/Tune-up Com All CZ07 VintAll | 0.031118 | 0.012414 | 0.1072 | 95.6224 | 956.224 | 0 | 0 | -0.12329 | 0 | -0.12329 | 0 | -0.12329 | 0 | -0.12329 | 0 | 0.51974 | 0.51974 | 0.51974 | 0.51974
267044-Commercial Condensor Coil Cleaning (all units - savings at 50% of DEER) Com All CZ07 VintAll | 0.078101 | 0.031157 | 0.188 | 240 | 720 | 0 | 0 | 0.076463 | 0 | 0.076463 | 0 | 0.076463 | 0 | 0.076463 | 0 | 2.2827 | 2.2827 | 2.2827 | 2.2827
267029-Commercial HVAC Diagnostic/Tune-up Com All CZ07 VintAll | 0.031118 | 0.012414 | 0.1072 | 95.6224 | 956.224 | 0 | 0 | -0.12329 | 0 | -0.12329 | 0 | -0.12329 | 0 | -0.12329 | 0 | 0.51974 | 0.51974 | 0.51974 | 0.51974
267044-Commercial Condensor Coil Cleaning (all units - savings at 50% of DEER) Com All CZ07 VintAll | 0.078101 | 0.031157 | 0.188 | 240 | 720 | 0 | 0 | 0.076463 | 0 | 0.076463 | 0 | 0.076463 | 0 | 0.076463 | 0 | 2.2827 | 2.2827 | 2.2827 | 2.2827
267029-Commercial HVAC Diagnostic/Tune-up Com All CZ07 VintAll | 0.031118 | 0.012414 | 0.1072 | 95.6224 | 956.224 | 0 | 0 | -0.12329 | 0 | -0.12329 | 0 | -0.12329 | 0 | -0.12329 | 0 | 0.51974 | 0.51974 | 0.51974 | 0.51974
267044-Commercial Condensor Coil Cleaning (all units - savings at 50% of DEER) Com All CZ07 VintAll | 0.078101 | 0.031157 | 0.188 | 240 | 720 | 0 | 0 | 0.076463 | 0 | 0.076463 | 0 | 0.076463 | 0 | 0.076463 | 0 | 2.2827 | 2.2827 | 2.2827 | 2.2827
267029-Commercial HVAC Diagnostic/Tune-up Com All CZ07 VintAll | 0.031118 | 0.012414 | 0.1072 | 95.6224 | 956.224 | 0 | 0 | -0.12329 | 0 | -0.12329 | 0 | -0.12329 | 0 | -0.12329 | 0 | 0.51974 | 0.51974 | 0.51974 | 0.51974
267044-Commercial Condensor Coil Cleaning (all units - savings at 50% of DEER) Com All CZ07 VintAll | 0.078101 | 0.031157 | 0.188 | 240 | 720 | 0 | 0 | 0.076463 | 0 | 0.076463 | 0 | 0.076463 | 0 | 0.076463 | 0 | 2.2827 | 2.2827 | 2.2827 | 2.2827
267029-Commercial HVAC Diagnostic/Tune-up Com All CZ07 VintAll | 0.031118 | 0.012414 | 0.1072 | 95.6224 | 956.224 | 0 | 0 | -0.12329 | 0 | -0.12329 | 0 | -0.12329 | 0 | -0.12329 | 0 | 0.51974 | 0.51974 | 0.51974 | 0.51974
267044-Commercial Condensor Coil Cleaning (all units - savings at 50% of DEER) Com All CZ07 VintAll | 0.078101 | 0.031157 | 0.188 | 240 | 720 | 0 | 0 | 0.076463 | 0 | 0.076463 | 0 | 0.076463 | 0 | 0.076463 | 0 | 2.2827 | 2.2827 | 2.2827 | 2.2827
267029-Commercial HVAC Diagnostic/Tune-up Com All CZ07 VintAll | 0.031118 | 0.012414 | 0.1072 | 95.6224 | 956.224 | 0 | 0 | -0.12329 | 0 | -0.12329 | 0 | -0.12329 | 0 | -0.12329 | 0 | 0.51974 | 0.51974 | 0.51974 | 0.51974
267044-Commercial Condensor Coil Cleaning (all units - savings at 50% of DEER) Com All CZ07 VintAll | 0.078101 | 0.031157 | 0.188 | 240 | 720 | 0 | 0 | 0.076463 | 0 | 0.076463 | 0 | 0.076463 | 0 | 0.076463 | 0 | 2.2827 | 2.2827 | 2.2827 | 2.2827
267029-Commercial HVAC Diagnostic/Tune-up Com All CZ07 VintAll | 0.031118 | 0.012414 | 0.1072 | 95.6224 | 956.224 | 0 | 0 | -0.12329 | 0 | -0.12329 | 0 | -0.12329 | 0 | -0.12329 | 0 | 0.51974 | 0.51974 | 0.51974 | 0.51974
267044-Commercial Condensor Coil Cleaning (all units - savings at 50% of DEER) Com All CZ07 VintAll | 0.078101 | 0.031157 | 0.188 | 240 | 720 | 0 | 0 | 0.076463 | 0 | 0.076463 | 0 | 0.076463 | 0 | 0.076463 | 0 | 2.2827 | 2.2827 | 2.2827 | 2.2827
267029-Commercial HVAC Diagnostic/Tune-up Com All CZ07 VintAll | 0.031118 | 0.012414 | 0.1072 | 95.6224 | 956.224 | 0 | 0 | -0.12329 | 0 | -0.12329 | 0 | -0.12329 | 0 | -0.12329 | 0 | 0.51974 | 0.51974 | 0.51974 | 0.51974
267044-Commercial Condensor Coil Cleaning (all units - savings at 50% of DEER) Com All CZ07 VintAll | 0.078101 | 0.031157 | 0.188 | 240 | 720 | 0 | 0 | 0.076463 | 0 | 0.076463 | 0 | 0.076463 | 0 | 0.076463 | 0 | 2.2827 | 2.2827 | 2.2827 | 2.2827
267029-Commercial HVAC Diagnostic/Tune-up Com All CZ07 VintAll | 0.031118 | 0.012414 | 0.1072 | 95.6224 | 956.224 | 0 | 0 | -0.12329 | 0 | -0.12329 | 0 | -0.12329 | 0 | -0.12329 | 0 | 0.51974 | 0.51974 | 0.51974 | 0.51974
267044-Commercial Condensor Coil Cleaning (all units - savings at 50% of DEER) Com All CZ07 VintAll | 0.078101 | 0.031157 | 0.188 | 240 | 720 | 0 | 0 | 0.076463 | 0 | 0.076463 | 0 | 0.076463 | 0 | 0.076463 | 0 | 2.2827 | 2.2827 | 2.2827 | 2.2827
267029-Commercial HVAC Diagnostic/Tune-up Com All CZ07 VintAll | 0.031118 | 0.012414 | 0.1072 | 95.6224 | 956.224 | 0 | 0 | -0.12329 | 0 | -0.12329 | 0 | -0.12329 | 0 | -0.12329 | 0 | 0.51974 | 0.51974 | 0.51974 | 0.51974
267044-Commercial Condensor Coil Cleaning (all units - savings at 50% of DEER) Com All CZ07 VintAll | 0.078101 | 0.031157 | 0.188 | 240 | 720 | 0 | 0 | 0.076463 | 0 | 0.076463 | 0 | 0.076463 | 0 | 0.076463 | 0 | 2.2827 | 2.2827 | 2.2827 | 2.2827
267029-Commercial HVAC Diagnostic/Tune-up Com All CZ07 VintAll | 0.031118 | 0.012414 | 0.1072 | 95.6224 | 956.224 | 0 | 0 | -0.12329 | 0 | -0.12329 | 0 | -0.12329 | 0 | -0.12329 | 0 | 0.51974 | 0.51974 | 0.51974 | 0.51974
267044-Commercial Condensor Coil Cleaning (all units - savings at 50% of DEER) Com All CZ07 VintAll | 0.078101 | 0.031157 | 0.188 | 240 | 720 | 0 | 0 | 0.076463 | 0 | 0.076463 | 0 | 0.076463 | 0 | 0.076463 | 0 | 2.2827 | 2.2827 | 2.2827 | 2.2827
267029-Commercial HVAC Diagnostic/Tune-up Com All CZ07 VintAll | 0.031118 | 0.012414 | 0.1072 | 95.6224 | 956.224 | 0 | 0 | -0.12329 | 0 | -0.12329 | 0 | -0.12329 | 0 | -0.12329 | 0 | 0.51974 | 0.51974 | 0.51974 | 0.51974
267044-Commercial Condensor Coil Cleaning (all units - savings at 50% of DEER) Com All CZ07 VintAll | 0.078101 | 0.031157 | 0.188 | 240 | 720 | 0 | 0 | 0.076463 | 0 | 0.076463 | 0 | 0.076463 | 0 | 0.076463 | 0 | 2.2827 | 2.2827 | 2.2827 | 2.2827
267029-Commercial HVAC Diagnostic/Tune-up Com All CZ07 VintAll | 0.031118 | 0.012414 | 0.1072 | 95.6224 | 956.224 | 0 | 0 | -0.12329 | 0 | -0.12329 | 0 | -0.12329 | 0 | -0.12329 | 0 | 0.51974 | 0.51974 | 0.51974 | 0.51974
267044-Commercial Condensor Coil Cleaning (all units - savings at 50% of DEER) Com All CZ07 VintAll | 0.078101 | 0.031157 | 0.188 | 240 | 720 | 0 | 0 | 0.076463 | 0 | 0.076463 | 0 | 0.076463 | 0 | 0.076463 | 0 | 2.2827 | 2.2827 | 2.2827 | 2.2827
267029-Commercial HVAC Diagnostic/Tune-up Com All CZ07 VintAll | 0.031118 | 0.012414 | 0.1072 | 95.6224 | 956.224 | 0 | 0 | -0.12329 | 0 | -0.12329 | 0 | -0.12329 | 0 | -0.12329 | 0 | 0.51974 | 0.51974 | 0.51974 | 0.51974
267044-Commercial Condensor Coil Cleaning (all units - savings at 50% of DEER) Com All CZ07 VintAll | 0.078101 | 0.031157 | 0.188 | 240 | 720 | 0 | 0 | 0.076463 | 0 | 0.076463 | 0 | 0.076463 | 0 | 0.076463 | 0 | 2.2827 | 2.2827 | 2.2827 | 2.2827
267029-Commercial HVAC Diagnostic/Tune-up Com All CZ07 VintAll | 0.031118 | 0.012414 | 0.1072 | 95.6224 | 956.224 | 0 | 0 | -0.12329 | 0 | -0.12329 | 0 | -0.12329 | 0 | -0.12329 | 0 | 0.51974 | 0.51974 | 0.51974 | 0.51974
267044-Commercial Condensor Coil Cleaning (all units - savings at 50% of DEER) Com All CZ07 VintAll | 0.078101 | 0.031157 | 0.188 | 240 | 720 | 0 | 0 | 0.076463 | 0 | 0.076463 | 0 | 0.076463 | 0 | 0.076463 | 0 | 2.2827 | 2.2827 | 2.2827 | 2.2827
267029-Commercial HVAC Diagnostic/Tune-up Com All CZ07 VintAll | 0.031118 | 0.012414 | 0.1072 | 95.6224 | 956.224 | 0 | 0 | -0.12329 | 0 | -0.12329 | 0 | -0.12329 | 0 | -0.12329 | 0 | 0.51974 | 0.51974 | 0.51974 | 0.51974
267044-Commercial Condensor Coil Cleaning (all units - savings at 50% of DEER) Com All CZ07 VintAll | 0.078101 | 0.031157 | 0.188 | 240 | 720 | 0 | 0 | 0.076463 | 0 | 0.076463 | 0 | 0.076463 | 0 | 0.076463 | 0 | 2.2827 | 2.2827 | 2.2827 | 2.2827
267029-Commercial HVAC Diagnostic/Tune-up Com All CZ07 VintAll | 0.031118 | 0.012414 | 0.1072 | 95.6224 | 956.224 | 0 | 0 | -0.12329 | 0 | -0.12329 | 0 | -0.12329 | 0 | -0.12329 | 0 | 0.51974 | 0.51974 | 0.51974 | 0.51974
267044-Commercial Condensor Coil Cleaning (all units - savings at 50% of DEER) Com All CZ07 VintAll | 0.078101 | 0.031157 | 0.188 | 240 | 720 | 0 | 0 | 0.076463 | 0 | 0.076463 | 0 | 0.076463 | 0 | 0.076463 | 0 | 2.2827 | 2.2827 | 2.2827 | 2.2827
267029-Commercial HVAC Diagnostic/Tune-up Com All CZ07 VintAll | 0.031118 | 0.012414 | 0.1072 | 95.6224 | 956.224 | 0 | 0 | -0.12329 | 0 | -0.12329 | 0 | -0.12329 | 0 | -0.12329 | 0 | 0.51974 | 0.51974 | 0.51974 | 0.51974
267044-Commercial Condensor Coil Cleaning (all units - savings at 50% of DEER) Com All CZ07 VintAll | 0.078101 | 0.031157 | 0.188 | 240 | 720 | 0 | 0 | 0.076463 | 0 | 0.076463 | 0 | 0.076463 | 0 | 0.076463 | 0 | 2.2827 | 2.2827 | 2.2827 | 2.2827
267029-Commercial HVAC Diagnostic/Tune-up Com All CZ07 VintAll | 0.031118 | 0.012414 | 0.1072 | 95.6224 | 956.224 | 0 | 0 | -0.12329 | 0 | -0.12329 | 0 | -0.12329 | 0 | -0.12329 | 0 | 0.51974 | 0.51974 | 0.51974 | 0.51974
267044-Commercial Condensor Coil Cleaning (all units - savings at 50% of DEER) Com All CZ07 VintAll | 0.078101 | 0.031157 | 0.188 | 240 | 720 | 0 | 0 | 0.076463 | 0 | 0.076463 | 0 | 0.076463 | 0 | 0.076463 | 0 | 2.2827 | 2.2827 | 2.2827 | 2.2827
267029-Commercial HVAC Diagnostic/Tune-up Com All CZ07 VintAll | 0.031118 | 0.012414 | 0.1072 | 95.6224 | 956.224 | 0 | 0 | -0.12329 | 0 | -0.12329 | 0 | -0.12329 | 0 | -0.12329 | 0 | 0.51974 | 0.51974 | 0.51974 | 0.51974
267044-Commercial Condensor Coil Cleaning (all units - savings at 50% of DEER) Com All CZ07 VintAll | 0.078101 | 0.031157 | 0.188 | 240 | 720 | 0 | 0 | 0.076463 | 0 | 0.076463 | 0 | 0.076463 | 0 | 0.076463 | 0 | 2.2827 | 2.2827 | 2.2827 | 2.2827
267029-Commercial HVAC Diagnostic/Tune-up Com All CZ07 VintAll | 0.031118 | 0.012414 | 0.1072 | 95.6224 | 956.224 | 0 | 0 | -0.12329 | 0 | -0.12329 | 0 | -0.12329 | 0 | -0.12329 | 0 | 0.51974 | 0.51974 | 0.51974 | 0.51974
267044-Commercial Condensor Coil Cleaning (all units - savings at 50% of DEER) Com All CZ07 VintAll | 0.078101 | 0.031157 | 0.188 | 240 | 720 | 0 | 0 | 0.076463 | 0 | 0.076463 | 0 | 0.076463 | 0 | 0.076463 | 0 | 2.2827 | 2.2827 | 2.2827 | 2.2827
267029-Commercial HVAC Diagnostic/Tune-up Com All CZ07 VintAll | 0.031118 | 0.012414 | 0.1072 | 95.6224 | 956.224 | 0 | 0 | -0.12329 | 0 | -0.12329 | 0 | -0.12329 | 0 | -0.12329 | 0 | 0.51974 | 0.51974 | 0.51974 | 0.51974
267044-Commercial Condensor Coil Cleaning (all units - savings at 50% of DEER) Com All CZ07 VintAll | 0.078101 | 0.031157 | 0.188 | 240 | 720 | 0 | 0 | 0.076463 | 0 | 0.076463 | 0 | 0.076463 | 0 | 0.076463 | 0 | 2.2827 | 2.2827 | 2.2827 | 2.2827
267030-Commercial HVAC Diagnostic/Tune-up Com All CZ10 VintAll | 0.031118 | 0.012414 | 0.1072 | 95.6224 | 956.224 | 0 | 0 | -0.12329 | 0 | -0.12329 | 0 | -0.12329 | 0 | -0.12329 | 0 | 0.51974 | 0.51974 | 0.51974 | 0.51974
267045-Commercial Condensor Coil Cleaning (all units - savings at 50% of DEER) Com All CZ10 VintAll | 0.096325 | 0.038427 | 0.266 | 296 | 888 | 0 | 0 | 0.087742 | 0 | 0.087742 | 0 | 0.087742 | 0 | 0.087742 | 0 | 2.8153 | 2.8153 | 2.8153 | 2.8153
267030-Commercial HVAC Diagnostic/Tune-up Com All CZ10 VintAll | 0.031118 | 0.012414 | 0.1072 | 95.6224 | 956.224 | 0 | 0 | -0.12329 | 0 | -0.12329 | 0 | -0.12329 | 0 | -0.12329 | 0 | 0.51974 | 0.51974 | 0.51974 | 0.51974
267045-Commercial Condensor Coil Cleaning (all units - savings at 50% of DEER) Com All CZ10 VintAll | 0.096325 | 0.038427 | 0.266 | 296 | 888 | 0 | 0 | 0.087742 | 0 | 0.087742 | 0 | 0.087742 | 0 | 0.087742 | 0 | 2.8153 | 2.8153 | 2.8153 | 2.8153
267030-Commercial HVAC Diagnostic/Tune-up Com All CZ10 VintAll | 0.031118 | 0.012414 | 0.1072 | 95.6224 | 956.224 | 0 | 0 | -0.12329 | 0 | -0.12329 | 0 | -0.12329 | 0 | -0.12329 | 0 | 0.51974 | 0.51974 | 0.51974 | 0.51974
267045-Commercial Condensor Coil Cleaning (all units - savings at 50% of DEER) Com All CZ10 VintAll | 0.096325 | 0.038427 | 0.266 | 296 | 888 | 0 | 0 | 0.087742 | 0 | 0.087742 | 0 | 0.087742 | 0 | 0.087742 | 0 | 2.8153 | 2.8153 | 2.8153 | 2.8153
267030-Commercial HVAC Diagnostic/Tune-up Com All CZ10 VintAll | 0.031118 | 0.012414 | 0.1072 | 95.6224 | 956.224 | 0 | 0 | -0.12329 | 0 | -0.12329 | 0 | -0.12329 | 0 | -0.12329 | 0 | 0.51974 | 0.51974 | 0.51974 | 0.51974
267045-Commercial Condensor Coil Cleaning (all units - savings at 50% of DEER) Com All CZ10 VintAll | 0.096325 | 0.038427 | 0.266 | 296 | 888 | 0 | 0 | 0.087742 | 0 | 0.087742 | 0 | 0.087742 | 0 | 0.087742 | 0 | 2.8153 | 2.8153 | 2.8153 | 2.8153
267030-Commercial HVAC Diagnostic/Tune-up Com All CZ10 VintAll | 0.031118 | 0.012414 | 0.1072 | 95.6224 | 956.224 | 0 | 0 | -0.12329 | 0 | -0.12329 | 0 | -0.12329 | 0 | -0.12329 | 0 | 0.51974 | 0.51974 | 0.51974 | 0.51974
267045-Commercial Condensor Coil Cleaning (all units - savings at 50% of DEER) Com All CZ10 VintAll | 0.096325 | 0.038427 | 0.266 | 296 | 888 | 0 | 0 | 0.087742 | 0 | 0.087742 | 0 | 0.087742 | 0 | 0.087742 | 0 | 2.8153 | 2.8153 | 2.8153 | 2.8153
267030-Commercial HVAC Diagnostic/Tune-up Com All CZ10 VintAll | 0.031118 | 0.012414 | 0.1072 | 95.6224 | 956.224 | 0 | 0 | -0.12329 | 0 | -0.12329 | 0 | -0.12329 | 0 | -0.12329 | 0 | 0.51974 | 0.51974 | 0.51974 | 0.51974
267045-Commercial Condensor Coil Cleaning (all units - savings at 50% of DEER) Com All CZ10 VintAll | 0.096325 | 0.038427 | 0.266 | 296 | 888 | 0 | 0 | 0.087742 | 0 | 0.087742 | 0 | 0.087742 | 0 | 0.087742 | 0 | 2.8153 | 2.8153 | 2.8153 | 2.8153
267030-Commercial HVAC Diagnostic/Tune-up Com All CZ10 VintAll | 0.031118 | 0.012414 | 0.1072 | 95.6224 | 956.224 | 0 | 0 | -0.12329 | 0 | -0.12329 | 0 | -0.12329 | 0 | -0.12329 | 0 | 0.51974 | 0.51974 | 0.51974 | 0.51974
267045-Commercial Condensor Coil Cleaning (all units - savings at 50% of DEER) Com All CZ10 VintAll | 0.096325 | 0.038427 | 0.266 | 296 | 888 | 0 | 0 | 0.087742 | 0 | 0.087742 | 0 | 0.087742 | 0 | 0.087742 | 0 | 2.8153 | 2.8153 | 2.8153 | 2.8153
267030-Commercial HVAC Diagnostic/Tune-up Com All CZ10 VintAll | 0.031118 | 0.012414 | 0.1072 | 95.6224 | 956.224 | 0 | 0 | -0.12329 | 0 | -0.12329 | 0 | -0.12329 | 0 | -0.12329 | 0 | 0.51974 | 0.51974 | 0.51974 | 0.51974
267045-Commercial Condensor Coil Cleaning (all units - savings at 50% of DEER) Com All CZ10 VintAll | 0.096325 | 0.038427 | 0.266 | 296 | 888 | 0 | 0 | 0.087742 | 0 | 0.087742 | 0 | 0.087742 | 0 | 0.087742 | 0 | 2.8153 | 2.8153 | 2.8153 | 2.8153
267030-Commercial HVAC Diagnostic/Tune-up Com All CZ10 VintAll | 0.031118 | 0.012414 | 0.1072 | 95.6224 | 956.224 | 0 | 0 | -0.12329 | 0 | -0.12329 | 0 | -0.12329 | 0 | -0.12329 | 0 | 0.51974 | 0.51974 | 0.51974 | 0.51974
267045-Commercial Condensor Coil Cleaning (all units - savings at 50% of DEER) Com All CZ10 VintAll | 0.096325 | 0.038427 | 0.266 | 296 | 888 | 0 | 0 | 0.087742 | 0 | 0.087742 | 0 | 0.087742 | 0 | 0.087742 | 0 | 2.8153 | 2.8153 | 2.8153 | 2.8153
267030-Commercial HVAC Diagnostic/Tune-up Com All CZ10 VintAll | 0.031118 | 0.012414 | 0.1072 | 95.6224 | 956.224 | 0 | 0 | -0.12329 | 0 | -0.12329 | 0 | -0.12329 | 0 | -0.12329 | 0 | 0.51974 | 0.51974 | 0.51974 | 0.51974
267045-Commercial Condensor Coil Cleaning (all units - savings at 50% of DEER) Com All CZ10 VintAll | 0.096325 | 0.038427 | 0.266 | 296 | 888 | 0 | 0 | 0.087742 | 0 | 0.087742 | 0 | 0.087742 | 0 | 0.087742 | 0 | 2.8153 | 2.8153 | 2.8153 | 2.8153
267030-Commercial HVAC Diagnostic/Tune-up Com All CZ10 VintAll | 0.031118 | 0.012414 | 0.1072 | 95.6224 | 956.224 | 0 | 0 | -0.12329 | 0 | -0.12329 | 0 | -0.12329 | 0 | -0.12329 | 0 | 0.51974 | 0.51974 | 0.51974 | 0.51974
267045-Commercial Condensor Coil Cleaning (all units - savings at 50% of DEER) Com All CZ10 VintAll | 0.096325 | 0.038427 | 0.266 | 296 | 888 | 0 | 0 | 0.087742 | 0 | 0.087742 | 0 | 0.087742 | 0 | 0.087742 | 0 | 2.8153 | 2.8153 | 2.8153 | 2.8153
267030-Commercial HVAC Diagnostic/Tune-up Com All CZ10 VintAll | 0.031118 | 0.012414 | 0.1072 | 95.6224 | 956.224 | 0 | 0 | -0.12329 | 0 | -0.12329 | 0 | -0.12329 | 0 | -0.12329 | 0 | 0.51974 | 0.51974 | 0.51974 | 0.51974
267045-Commercial Condensor Coil Cleaning (all units - savings at 50% of DEER) Com All CZ10 VintAll | 0.096325 | 0.038427 | 0.266 | 296 | 888 | 0 | 0 | 0.087742 | 0 | 0.087742 | 0 | 0.087742 | 0 | 0.087742 | 0 | 2.8153 | 2.8153 | 2.8153 | 2.8153
267030-Commercial HVAC Diagnostic/Tune-up Com All CZ10 VintAll | 0.031118 | 0.012414 | 0.1072 | 95.6224 | 956.224 | 0 | 0 | -0.12329 | 0 | -0.12329 | 0 | -0.12329 | 0 | -0.12329 | 0 | 0.51974 | 0.51974 | 0.51974 | 0.51974
267045-Commercial Condensor Coil Cleaning (all units - savings at 50% of DEER) Com All CZ10 VintAll | 0.096325 | 0.038427 | 0.266 | 296 | 888 | 0 | 0 | 0.087742 | 0 | 0.087742 | 0 | 0.087742 | 0 | 0.087742 | 0 | 2.8153 | 2.8153 | 2.8153 | 2.8153
267030-Commercial HVAC Diagnostic/Tune-up Com All CZ10 VintAll | 0.062235 | 0.024828 | 0.2144 | 191.2448 | 1912.448 | 0 | 0 | -0.12329 | 0 | -0.12329 | 0 | -0.12329 | 0 | -0.12329 | 0 | 0.51974 | 0.51974 | 0.51974 | 0.51974
267045-Commercial Condensor Coil Cleaning (all units - savings at 50% of DEER) Com All CZ10 VintAll | 0.19265 | 0.076854 | 0.532 | 592 | 1776 | 0 | 0 | 0.087742 | 0 | 0.087742 | 0 | 0.087742 | 0 | 0.087742 | 0 | 2.8153 | 2.8153 | 2.8153 | 2.8153
267030-Commercial HVAC Diagnostic/Tune-up Com All CZ10 VintAll | 0.070014 | 0.027931 | 0.2412 | 215.1504 | 2151.504 | 0 | 0 | -0.12329 | 0 | -0.12329 | 0 | -0.13755 | 0 | -0.13755 | 0 | 0.51974 | 0.49238 | 0.51974 | 0.49238
267045-Commercial Condensor Coil Cleaning (all units - savings at 50% of DEER) Com All CZ10 VintAll | 0.21673 | 0.086461 | 0.5985 | 666 | 1998 | 0 | 0 | 0.087742 | 0 | 0.087742 | 0 | 0.085056 | 0 | 0.085056 | 0 | 2.8153 | 2.6671 | 2.8153 | 2.6671
267030-Commercial HVAC Diagnostic/Tune-up Com All CZ10 VintAll | 0.070014 | 0.027931 | 0.2412 | 215.1504 | 2151.504 | 0 | 0 | -0.12329 | 0 | -0.12329 | 0 | -0.13755 | 0 | -0.13755 | 0 | 0.51974 | 0.49238 | 0.51974 | 0.49238
267045-Commercial Condensor Coil Cleaning (all units - savings at 50% of DEER) Com All CZ10 VintAll | 0.21673 | 0.086461 | 0.5985 | 666 | 1998 | 0 | 0 | 0.087742 | 0 | 0.087742 | 0 | 0.085056 | 0 | 0.085056 | 0 | 2.8153 | 2.6671 | 2.8153 | 2.6671
267030-Commercial HVAC Diagnostic/Tune-up Com All CZ10 VintAll | 0.070014 | 0.027931 | 0.2412 | 215.1504 | 2151.504 | 0 | 0 | -0.12329 | 0 | -0.12329 | 0 | -0.13755 | 0 | -0.13755 | 0 | 0.51974 | 0.49238 | 0.51974 | 0.49238
267045-Commercial Condensor Coil Cleaning (all units - savings at 50% of DEER) Com All CZ10 VintAll | 0.21673 | 0.086461 | 0.5985 | 666 | 1998 | 0 | 0 | 0.087742 | 0 | 0.087742 | 0 | 0.085056 | 0 | 0.085056 | 0 | 2.8153 | 2.6671 | 2.8153 | 2.6671
267030-Commercial HVAC Diagnostic/Tune-up Com All CZ10 VintAll | 0.070014 | 0.027931 | 0.2412 | 215.1504 | 2151.504 | 0 | 0 | -0.12329 | 0 | -0.12329 | 0 | -0.13755 | 0 | -0.13755 | 0 | 0.51974 | 0.49238 | 0.51974 | 0.49238
267045-Commercial Condensor Coil Cleaning (all units - savings at 50% of DEER) Com All CZ10 VintAll | 0.21673 | 0.086461 | 0.5985 | 666 | 1998 | 0 | 0 | 0.087742 | 0 | 0.087742 | 0 | 0.085056 | 0 | 0.085056 | 0 | 2.8153 | 2.6671 | 2.8153 | 2.6671
267030-Commercial HVAC Diagnostic/Tune-up Com All CZ10 VintAll | 0.070014 | 0.027931 | 0.2412 | 215.1504 | 2151.504 | 0 | 0 | -0.12329 | 0 | -0.12329 | 0 | -0.13755 | 0 | -0.13755 | 0 | 0.51974 | 0.49238 | 0.51974 | 0.49238
267045-Commercial Condensor Coil Cleaning (all units - savings at 50% of DEER) Com All CZ10 VintAll | 0.21673 | 0.086461 | 0.5985 | 666 | 1998 | 0 | 0 | 0.087742 | 0 | 0.087742 | 0 | 0.085056 | 0 | 0.085056 | 0 | 2.8153 | 2.6671 | 2.8153 | 2.6671
267030-Commercial HVAC Diagnostic/Tune-up Com All CZ10 VintAll | 0.070014 | 0.027931 | 0.2412 | 215.1504 | 2151.504 | 0 | 0 | -0.12329 | 0 | -0.12329 | 0 | -0.13755 | 0 | -0.13755 | 0 | 0.51974 | 0.49238 | 0.51974 | 0.49238
267045-Commercial Condensor Coil Cleaning (all units - savings at 50% of DEER) Com All CZ10 VintAll | 0.21673 | 0.086461 | 0.5985 | 666 | 1998 | 0 | 0 | 0.087742 | 0 | 0.087742 | 0 | 0.085056 | 0 | 0.085056 | 0 | 2.8153 | 2.6671 | 2.8153 | 2.6671
267030-Commercial HVAC Diagnostic/Tune-up Com All CZ10 VintAll | 0.070014 | 0.027931 | 0.2412 | 215.1504 | 2151.504 | 0 | 0 | -0.12329 | 0 | -0.12329 | 0 | -0.13755 | 0 | -0.13755 | 0 | 0.51974 | 0.49238 | 0.51974 | 0.49238
267045-Commercial Condensor Coil Cleaning (all units - savings at 50% of DEER) Com All CZ10 VintAll | 0.21673 | 0.086461 | 0.5985 | 666 | 1998 | 0 | 0 | 0.087742 | 0 | 0.087742 | 0 | 0.085056 | 0 | 0.085056 | 0 | 2.8153 | 2.6671 | 2.8153 | 2.6671
267030-Commercial HVAC Diagnostic/Tune-up Com All CZ10 VintAll | 0.070014 | 0.027931 | 0.2412 | 215.1504 | 2151.504 | 0 | 0 | -0.12329 | 0 | -0.12329 | 0 | -0.13755 | 0 | -0.13755 | 0 | 0.51974 | 0.49238 | 0.51974 | 0.49238
267045-Commercial Condensor Coil Cleaning (all units - savings at 50% of DEER) Com All CZ10 VintAll | 0.21673 | 0.086461 | 0.5985 | 666 | 1998 | 0 | 0 | 0.087742 | 0 | 0.087742 | 0 | 0.085056 | 0 | 0.085056 | 0 | 2.8153 | 2.6671 | 2.8153 | 2.6671
267030-Commercial HVAC Diagnostic/Tune-up Com All CZ10 VintAll | 0.031118 | 0.012414 | 0.1072 | 95.6224 | 956.224 | 0 | 0 | -0.12329 | 0 | -0.12329 | 0 | -0.12329 | 0 | -0.12329 | 0 | 0.51974 | 0.51974 | 0.51974 | 0.51974
267045-Commercial Condensor Coil Cleaning (all units - savings at 50% of DEER) Com All CZ10 VintAll | 0.096325 | 0.038427 | 0.266 | 296 | 888 | 0 | 0 | 0.087742 | 0 | 0.087742 | 0 | 0.087742 | 0 | 0.087742 | 0 | 2.8153 | 2.8153 | 2.8153 | 2.8153
267030-Commercial HVAC Diagnostic/Tune-up Com All CZ10 VintAll | 0.031118 | 0.012414 | 0.1072 | 95.6224 | 956.224 | 0 | 0 | -0.12329 | 0 | -0.12329 | 0 | -0.12329 | 0 | -0.12329 | 0 | 0.51974 | 0.51974 | 0.51974 | 0.51974
267045-Commercial Condensor Coil Cleaning (all units - savings at 50% of DEER) Com All CZ10 VintAll | 0.096325 | 0.038427 | 0.266 | 296 | 888 | 0 | 0 | 0.087742 | 0 | 0.087742 | 0 | 0.087742 | 0 | 0.087742 | 0 | 2.8153 | 2.8153 | 2.8153 | 2.8153
267030-Commercial HVAC Diagnostic/Tune-up Com All CZ10 VintAll | 0.031118 | 0.012414 | 0.1072 | 95.6224 | 956.224 | 0 | 0 | -0.12329 | 0 | -0.12329 | 0 | -0.12329 | 0 | -0.12329 | 0 | 0.51974 | 0.51974 | 0.51974 | 0.51974
267045-Commercial Condensor Coil Cleaning (all units - savings at 50% of DEER) Com All CZ10 VintAll | 0.096325 | 0.038427 | 0.266 | 296 | 888 | 0 | 0 | 0.087742 | 0 | 0.087742 | 0 | 0.087742 | 0 | 0.087742 | 0 | 2.8153 | 2.8153 | 2.8153 | 2.8153
267030-Commercial HVAC Diagnostic/Tune-up Com All CZ10 VintAll | 0.031118 | 0.012414 | 0.1072 | 95.6224 | 956.224 | 0 | 0 | -0.12329 | 0 | -0.12329 | 0 | -0.12329 | 0 | -0.12329 | 0 | 0.51974 | 0.51974 | 0.51974 | 0.51974
267045-Commercial Condensor Coil Cleaning (all units - savings at 50% of DEER) Com All CZ10 VintAll | 0.096325 | 0.038427 | 0.266 | 296 | 888 | 0 | 0 | 0.087742 | 0 | 0.087742 | 0 | 0.087742 | 0 | 0.087742 | 0 | 2.8153 | 2.8153 | 2.8153 | 2.8153
267030-Commercial HVAC Diagnostic/Tune-up Com All CZ10 VintAll | 0.031118 | 0.012414 | 0.1072 | 95.6224 | 956.224 | 0 | 0 | -0.12329 | 0 | -0.12329 | 0 | -0.12329 | 0 | -0.12329 | 0 | 0.51974 | 0.51974 | 0.51974 | 0.51974
267045-Commercial Condensor Coil Cleaning (all units - savings at 50% of DEER) Com All CZ10 VintAll | 0.096325 | 0.038427 | 0.266 | 296 | 888 | 0 | 0 | 0.087742 | 0 | 0.087742 | 0 | 0.087742 | 0 | 0.087742 | 0 | 2.8153 | 2.8153 | 2.8153 | 2.8153
267030-Commercial HVAC Diagnostic/Tune-up Com All CZ10 VintAll | 0.031118 | 0.012414 | 0.1072 | 95.6224 | 956.224 | 0 | 0 | -0.12329 | 0 | -0.12329 | 0 | -0.12329 | 0 | -0.12329 | 0 | 0.51974 | 0.51974 | 0.51974 | 0.51974
267045-Commercial Condensor Coil Cleaning (all units - savings at 50% of DEER) Com All CZ10 VintAll | 0.096325 | 0.038427 | 0.266 | 296 | 888 | 0 | 0 | 0.087742 | 0 | 0.087742 | 0 | 0.087742 | 0 | 0.087742 | 0 | 2.8153 | 2.8153 | 2.8153 | 2.8153
267030-Commercial HVAC Diagnostic/Tune-up Com All CZ10 VintAll | 0.031118 | 0.012414 | 0.1072 | 95.6224 | 956.224 | 0 | 0 | -0.12329 | 0 | -0.12329 | 0 | -0.12329 | 0 | -0.12329 | 0 | 0.51974 | 0.51974 | 0.51974 | 0.51974
267045-Commercial Condensor Coil Cleaning (all units - savings at 50% of DEER) Com All CZ10 VintAll | 0.096325 | 0.038427 | 0.266 | 296 | 888 | 0 | 0 | 0.087742 | 0 | 0.087742 | 0 | 0.087742 | 0 | 0.087742 | 0 | 2.8153 | 2.8153 | 2.8153 | 2.8153
267030-Commercial HVAC Diagnostic/Tune-up Com All CZ10 VintAll | 0.031118 | 0.012414 | 0.1072 | 95.6224 | 956.224 | 0 | 0 | -0.12329 | 0 | -0.12329 | 0 | -0.12329 | 0 | -0.12329 | 0 | 0.51974 | 0.51974 | 0.51974 | 0.51974
267045-Commercial Condensor Coil Cleaning (all units - savings at 50% of DEER) Com All CZ10 VintAll | 0.096325 | 0.038427 | 0.266 | 296 | 888 | 0 | 0 | 0.087742 | 0 | 0.087742 | 0 | 0.087742 | 0 | 0.087742 | 0 | 2.8153 | 2.8153 | 2.8153 | 2.8153
267030-Commercial HVAC Diagnostic/Tune-up Com All CZ10 VintAll | 0.031118 | 0.012414 | 0.1072 | 95.6224 | 956.224 | 0 | 0 | -0.12329 | 0 | -0.12329 | 0 | -0.12329 | 0 | -0.12329 | 0 | 0.51974 | 0.51974 | 0.51974 | 0.51974
267045-Commercial Condensor Coil Cleaning (all units - savings at 50% of DEER) Com All CZ10 VintAll | 0.096325 | 0.038427 | 0.266 | 296 | 888 | 0 | 0 | 0.087742 | 0 | 0.087742 | 0 | 0.087742 | 0 | 0.087742 | 0 | 2.8153 | 2.8153 | 2.8153 | 2.8153
267030-Commercial HVAC Diagnostic/Tune-up Com All CZ10 VintAll | 0.031118 | 0.012414 | 0.1072 | 95.6224 | 956.224 | 0 | 0 | -0.12329 | 0 | -0.12329 | 0 | -0.12329 | 0 | -0.12329 | 0 | 0.51974 | 0.51974 | 0.51974 | 0.51974
267045-Commercial Condensor Coil Cleaning (all units - savings at 50% of DEER) Com All CZ10 VintAll | 0.096325 | 0.038427 | 0.266 | 296 | 888 | 0 | 0 | 0.087742 | 0 | 0.087742 | 0 | 0.087742 | 0 | 0.087742 | 0 | 2.8153 | 2.8153 | 2.8153 | 2.8153
267030-Commercial HVAC Diagnostic/Tune-up Com All CZ10 VintAll | 0.031118 | 0.012414 | 0.1072 | 95.6224 | 956.224 | 0 | 0 | -0.12329 | 0 | -0.12329 | 0 | -0.12329 | 0 | -0.12329 | 0 | 0.51974 | 0.51974 | 0.51974 | 0.51974
267045-Commercial Condensor Coil Cleaning (all units - savings at 50% of DEER) Com All CZ10 VintAll | 0.096325 | 0.038427 | 0.266 | 296 | 888 | 0 | 0 | 0.087742 | 0 | 0.087742 | 0 | 0.087742 | 0 | 0.087742 | 0 | 2.8153 | 2.8153 | 2.8153 | 2.8153
267030-Commercial HVAC Diagnostic/Tune-up Com All CZ10 VintAll | 0.031118 | 0.012414 | 0.1072 | 95.6224 | 956.224 | 0 | 0 | -0.12329 | 0 | -0.12329 | 0 | -0.12329 | 0 | -0.12329 | 0 | 0.51974 | 0.51974 | 0.51974 | 0.51974
267045-Commercial Condensor Coil Cleaning (all units - savings at 50% of DEER) Com All CZ10 VintAll | 0.096325 | 0.038427 | 0.266 | 296 | 888 | 0 | 0 | 0.087742 | 0 | 0.087742 | 0 | 0.087742 | 0 | 0.087742 | 0 | 2.8153 | 2.8153 | 2.8153 | 2.8153
267030-Commercial HVAC Diagnostic/Tune-up Com All CZ10 VintAll | 0.031118 | 0.012414 | 0.1072 | 95.6224 | 956.224 | 0 | 0 | -0.12329 | 0 | -0.12329 | 0 | -0.12329 | 0 | -0.12329 | 0 | 0.51974 | 0.51974 | 0.51974 | 0.51974
267045-Commercial Condensor Coil Cleaning (all units - savings at 50% of DEER) Com All CZ10 VintAll | 0.096325 | 0.038427 | 0.266 | 296 | 888 | 0 | 0 | 0.087742 | 0 | 0.087742 | 0 | 0.087742 | 0 | 0.087742 | 0 | 2.8153 | 2.8153 | 2.8153 | 2.8153
267030-Commercial HVAC Diagnostic/Tune-up Com All CZ10 VintAll | 0.031118 | 0.012414 | 0.1072 | 95.6224 | 956.224 | 0 | 0 | -0.12329 | 0 | -0.12329 | 0 | -0.12329 | 0 | -0.12329 | 0 | 0.51974 | 0.51974 | 0.51974 | 0.51974
267045-Commercial Condensor Coil Cleaning (all units - savings at 50% of DEER) Com All CZ10 VintAll | 0.096325 | 0.038427 | 0.266 | 296 | 888 | 0 | 0 | 0.087742 | 0 | 0.087742 | 0 | 0.087742 | 0 | 0.087742 | 0 | 2.8153 | 2.8153 | 2.8153 | 2.8153
267030-Commercial HVAC Diagnostic/Tune-up Com All CZ10 VintAll | 0.031118 | 0.012414 | 0.1072 | 95.6224 | 956.224 | 0 | 0 | -0.12329 | 0 | -0.12329 | 0 | -0.12329 | 0 | -0.12329 | 0 | 0.51974 | 0.51974 | 0.51974 | 0.51974
267045-Commercial Condensor Coil Cleaning (all units - savings at 50% of DEER) Com All CZ10 VintAll | 0.096325 | 0.038427 | 0.266 | 296 | 888 | 0 | 0 | 0.087742 | 0 | 0.087742 | 0 | 0.087742 | 0 | 0.087742 | 0 | 2.8153 | 2.8153 | 2.8153 | 2.8153
267030-Commercial HVAC Diagnostic/Tune-up Com All CZ10 VintAll | 0.031118 | 0.012414 | 0.1072 | 95.6224 | 956.224 | 0 | 0 | -0.12329 | 0 | -0.12329 | 0 | -0.12329 | 0 | -0.12329 | 0 | 0.51974 | 0.51974 | 0.51974 | 0.51974
267045-Commercial Condensor Coil Cleaning (all units - savings at 50% of DEER) Com All CZ10 VintAll | 0.096325 | 0.038427 | 0.266 | 296 | 888 | 0 | 0 | 0.087742 | 0 | 0.087742 | 0 | 0.087742 | 0 | 0.087742 | 0 | 2.8153 | 2.8153 | 2.8153 | 2.8153
267030-Commercial HVAC Diagnostic/Tune-up Com All CZ10 VintAll | 0.031118 | 0.012414 | 0.1072 | 95.6224 | 956.224 | 0 | 0 | -0.12329 | 0 | -0.12329 | 0 | -0.12329 | 0 | -0.12329 | 0 | 0.51974 | 0.51974 | 0.51974 | 0.51974
267045-Commercial Condensor Coil Cleaning (all units - savings at 50% of DEER) Com All CZ10 VintAll | 0.096325 | 0.038427 | 0.266 | 296 | 888 | 0 | 0 | 0.087742 | 0 | 0.087742 | 0 | 0.087742 | 0 | 0.087742 | 0 | 2.8153 | 2.8153 | 2.8153 | 2.8153
267030-Commercial HVAC Diagnostic/Tune-up Com All CZ10 VintAll | 0.031118 | 0.012414 | 0.1072 | 95.6224 | 956.224 | 0 | 0 | -0.12329 | 0 | -0.12329 | 0 | -0.12329 | 0 | -0.12329 | 0 | 0.51974 | 0.51974 | 0.51974 | 0.51974
267045-Commercial Condensor Coil Cleaning (all units - savings at 50% of DEER) Com All CZ10 VintAll | 0.096325 | 0.038427 | 0.266 | 296 | 888 | 0 | 0 | 0.087742 | 0 | 0.087742 | 0 | 0.087742 | 0 | 0.087742 | 0 | 2.8153 | 2.8153 | 2.8153 | 2.8153
267030-Commercial HVAC Diagnostic/Tune-up Com All CZ10 VintAll | 0.031118 | 0.012414 | 0.1072 | 95.6224 | 956.224 | 0 | 0 | -0.12329 | 0 | -0.12329 | 0 | -0.12329 | 0 | -0.12329 | 0 | 0.51974 | 0.51974 | 0.51974 | 0.51974
267045-Commercial Condensor Coil Cleaning (all units - savings at 50% of DEER) Com All CZ10 VintAll | 0.096325 | 0.038427 | 0.266 | 296 | 888 | 0 | 0 | 0.087742 | 0 | 0.087742 | 0 | 0.087742 | 0 | 0.087742 | 0 | 2.8153 | 2.8153 | 2.8153 | 2.8153
267030-Commercial HVAC Diagnostic/Tune-up Com All CZ10 VintAll | 0.031118 | 0.012414 | 0.1072 | 95.6224 | 956.224 | 0 | 0 | -0.12329 | 0 | -0.12329 | 0 | -0.12329 | 0 | -0.12329 | 0 | 0.51974 | 0.51974 | 0.51974 | 0.51974
267045-Commercial Condensor Coil Cleaning (all units - savings at 50% of DEER) Com All CZ10 VintAll | 0.096325 | 0.038427 | 0.266 | 296 | 888 | 0 | 0 | 0.087742 | 0 | 0.087742 | 0 | 0.087742 | 0 | 0.087742 | 0 | 2.8153 | 2.8153 | 2.8153 | 2.8153
267030-Commercial HVAC Diagnostic/Tune-up Com All CZ10 VintAll | 0.077794 | 0.031035 | 0.268 | 239.056 | 2390.56 | 0 | 0 | -0.12329 | 0 | -0.12329 | 0 | -0.12329 | 0 | -0.12329 | 0 | 0.51974 | 0.51974 | 0.51974 | 0.51974
267045-Commercial Condensor Coil Cleaning (all units - savings at 50% of DEER) Com All CZ10 VintAll | 0.24081 | 0.096068 | 0.665 | 740 | 2220 | 0 | 0 | 0.087742 | 0 | 0.087742 | 0 | 0.087742 | 0 | 0.087742 | 0 | 2.8153 | 2.8153 | 2.8153 | 2.8153
267030-Commercial HVAC Diagnostic/Tune-up Com All CZ10 VintAll | 0.077794 | 0.031035 | 0.268 | 239.056 | 2390.56 | 0 | 0 | -0.12329 | 0 | -0.12329 | 0 | -0.12329 | 0 | -0.12329 | 0 | 0.51974 | 0.51974 | 0.51974 | 0.51974
267045-Commercial Condensor Coil Cleaning (all units - savings at 50% of DEER) Com All CZ10 VintAll | 0.24081 | 0.096068 | 0.665 | 740 | 2220 | 0 | 0 | 0.087742 | 0 | 0.087742 | 0 | 0.087742 | 0 | 0.087742 | 0 | 2.8153 | 2.8153 | 2.8153 | 2.8153
267030-Commercial HVAC Diagnostic/Tune-up Com All CZ10 VintAll | 0.054456 | 0.021724 | 0.1876 | 167.3392 | 1673.392 | 0 | 0 | -0.12329 | 0 | -0.12329 | 0 | -0.14163 | 0 | -0.14163 | 0 | 0.51974 | 0.48509 | 0.51974 | 0.48509
267045-Commercial Condensor Coil Cleaning (all units - savings at 50% of DEER) Com All CZ10 VintAll | 0.16857 | 0.067247 | 0.4655 | 518 | 1554 | 0 | 0 | 0.087742 | 0 | 0.087742 | 0 | 0.084289 | 0 | 0.084289 | 0 | 2.8153 | 2.6276 | 2.8153 | 2.6276
267030-Commercial HVAC Diagnostic/Tune-up Com All CZ10 VintAll | 0.054456 | 0.021724 | 0.1876 | 167.3392 | 1673.392 | 0 | 0 | -0.12329 | 0 | -0.12329 | 0 | -0.14163 | 0 | -0.14163 | 0 | 0.51974 | 0.48509 | 0.51974 | 0.48509
267045-Commercial Condensor Coil Cleaning (all units - savings at 50% of DEER) Com All CZ10 VintAll | 0.16857 | 0.067247 | 0.4655 | 518 | 1554 | 0 | 0 | 0.087742 | 0 | 0.087742 | 0 | 0.084289 | 0 | 0.084289 | 0 | 2.8153 | 2.6276 | 2.8153 | 2.6276
267030-Commercial HVAC Diagnostic/Tune-up Com All CZ10 VintAll | 0.031118 | 0.012414 | 0.1072 | 95.6224 | 956.224 | 0 | 0 | -0.12329 | 0 | -0.12329 | 0 | -0.12329 | 0 | -0.12329 | 0 | 0.51974 | 0.51974 | 0.51974 | 0.51974
267045-Commercial Condensor Coil Cleaning (all units - savings at 50% of DEER) Com All CZ10 VintAll | 0.096325 | 0.038427 | 0.266 | 296 | 888 | 0 | 0 | 0.087742 | 0 | 0.087742 | 0 | 0.087742 | 0 | 0.087742 | 0 | 2.8153 | 2.8153 | 2.8153 | 2.8153
267030-Commercial HVAC Diagnostic/Tune-up Com All CZ10 VintAll | 0.031118 | 0.012414 | 0.1072 | 95.6224 | 956.224 | 0 | 0 | -0.12329 | 0 | -0.12329 | 0 | -0.12329 | 0 | -0.12329 | 0 | 0.51974 | 0.51974 | 0.51974 | 0.51974
267045-Commercial Condensor Coil Cleaning (all units - savings at 50% of DEER) Com All CZ10 VintAll | 0.096325 | 0.038427 | 0.266 | 296 | 888 | 0 | 0 | 0.087742 | 0 | 0.087742 | 0 | 0.087742 | 0 | 0.087742 | 0 | 2.8153 | 2.8153 | 2.8153 | 2.8153
267030-Commercial HVAC Diagnostic/Tune-up Com All CZ10 VintAll | 0.031118 | 0.012414 | 0.1072 | 95.6224 | 956.224 | 0 | 0 | -0.12329 | 0 | -0.12329 | 0 | -0.12329 | 0 | -0.12329 | 0 | 0.51974 | 0.51974 | 0.51974 | 0.51974
267045-Commercial Condensor Coil Cleaning (all units - savings at 50% of DEER) Com All CZ10 VintAll | 0.096325 | 0.038427 | 0.266 | 296 | 888 | 0 | 0 | 0.087742 | 0 | 0.087742 | 0 | 0.087742 | 0 | 0.087742 | 0 | 2.8153 | 2.8153 | 2.8153 | 2.8153
267030-Commercial HVAC Diagnostic/Tune-up Com All CZ10 VintAll | 0.031118 | 0.012414 | 0.1072 | 95.6224 | 956.224 | 0 | 0 | -0.12329 | 0 | -0.12329 | 0 | -0.12329 | 0 | -0.12329 | 0 | 0.51974 | 0.51974 | 0.51974 | 0.51974
267045-Commercial Condensor Coil Cleaning (all units - savings at 50% of DEER) Com All CZ10 VintAll | 0.096325 | 0.038427 | 0.266 | 296 | 888 | 0 | 0 | 0.087742 | 0 | 0.087742 | 0 | 0.087742 | 0 | 0.087742 | 0 | 2.8153 | 2.8153 | 2.8153 | 2.8153
267030-Commercial HVAC Diagnostic/Tune-up Com All CZ10 VintAll | 0.031118 | 0.012414 | 0.1072 | 95.6224 | 956.224 | 0 | 0 | -0.12329 | 0 | -0.12329 | 0 | -0.12329 | 0 | -0.12329 | 0 | 0.51974 | 0.51974 | 0.51974 | 0.51974
267045-Commercial Condensor Coil Cleaning (all units - savings at 50% of DEER) Com All CZ10 VintAll | 0.096325 | 0.038427 | 0.266 | 296 | 888 | 0 | 0 | 0.087742 | 0 | 0.087742 | 0 | 0.087742 | 0 | 0.087742 | 0 | 2.8153 | 2.8153 | 2.8153 | 2.8153
267030-Commercial HVAC Diagnostic/Tune-up Com All CZ10 VintAll | 0.031118 | 0.012414 | 0.1072 | 95.6224 | 956.224 | 0 | 0 | -0.12329 | 0 | -0.12329 | 0 | -0.12329 | 0 | -0.12329 | 0 | 0.51974 | 0.51974 | 0.51974 | 0.51974
267045-Commercial Condensor Coil Cleaning (all units - savings at 50% of DEER) Com All CZ10 VintAll | 0.096325 | 0.038427 | 0.266 | 296 | 888 | 0 | 0 | 0.087742 | 0 | 0.087742 | 0 | 0.087742 | 0 | 0.087742 | 0 | 2.8153 | 2.8153 | 2.8153 | 2.8153
267030-Commercial HVAC Diagnostic/Tune-up Com All CZ10 VintAll | 0.031118 | 0.012414 | 0.1072 | 95.6224 | 956.224 | 0 | 0 | -0.12329 | 0 | -0.12329 | 0 | -0.12329 | 0 | -0.12329 | 0 | 0.51974 | 0.51974 | 0.51974 | 0.51974
267045-Commercial Condensor Coil Cleaning (all units - savings at 50% of DEER) Com All CZ10 VintAll | 0.096325 | 0.038427 | 0.266 | 296 | 888 | 0 | 0 | 0.087742 | 0 | 0.087742 | 0 | 0.087742 | 0 | 0.087742 | 0 | 2.8153 | 2.8153 | 2.8153 | 2.8153
267030-Commercial HVAC Diagnostic/Tune-up Com All CZ10 VintAll | 0.077794 | 0.031035 | 0.268 | 239.056 | 2390.56 | 0 | 0 | -0.12329 | 0 | -0.12329 | 0 | -0.12329 | 0 | -0.12329 | 0 | 0.51974 | 0.51974 | 0.51974 | 0.51974
267045-Commercial Condensor Coil Cleaning (all units - savings at 50% of DEER) Com All CZ10 VintAll | 0.24081 | 0.096068 | 0.665 | 740 | 2220 | 0 | 0 | 0.087742 | 0 | 0.087742 | 0 | 0.087742 | 0 | 0.087742 | 0 | 2.8153 | 2.8153 | 2.8153 | 2.8153
267030-Commercial HVAC Diagnostic/Tune-up Com All CZ10 VintAll | 0.077794 | 0.031035 | 0.268 | 239.056 | 2390.56 | 0 | 0 | -0.12329 | 0 | -0.12329 | 0 | -0.12329 | 0 | -0.12329 | 0 | 0.51974 | 0.51974 | 0.51974 | 0.51974
267045-Commercial Condensor Coil Cleaning (all units - savings at 50% of DEER) Com All CZ10 VintAll | 0.24081 | 0.096068 | 0.665 | 740 | 2220 | 0 | 0 | 0.087742 | 0 | 0.087742 | 0 | 0.087742 | 0 | 0.087742 | 0 | 2.8153 | 2.8153 | 2.8153 | 2.8153
267030-Commercial HVAC Diagnostic/Tune-up Com All CZ10 VintAll | 0.077794 | 0.031035 | 0.268 | 239.056 | 2390.56 | 0 | 0 | -0.12329 | 0 | -0.12329 | 0 | -0.12329 | 0 | -0.12329 | 0 | 0.51974 | 0.51974 | 0.51974 | 0.51974
267045-Commercial Condensor Coil Cleaning (all units - savings at 50% of DEER) Com All CZ10 VintAll | 0.24081 | 0.096068 | 0.665 | 740 | 2220 | 0 | 0 | 0.087742 | 0 | 0.087742 | 0 | 0.087742 | 0 | 0.087742 | 0 | 2.8153 | 2.8153 | 2.8153 | 2.8153
267030-Commercial HVAC Diagnostic/Tune-up Com All CZ10 VintAll | 0.031118 | 0.012414 | 0.1072 | 95.6224 | 956.224 | 0 | 0 | -0.12329 | 0 | -0.12329 | 0 | -0.12329 | 0 | -0.12329 | 0 | 0.51974 | 0.51974 | 0.51974 | 0.51974
267045-Commercial Condensor Coil Cleaning (all units - savings at 50% of DEER) Com All CZ10 VintAll | 0.096325 | 0.038427 | 0.266 | 296 | 888 | 0 | 0 | 0.087742 | 0 | 0.087742 | 0 | 0.087742 | 0 | 0.087742 | 0 | 2.8153 | 2.8153 | 2.8153 | 2.8153
267030-Commercial HVAC Diagnostic/Tune-up Com All CZ10 VintAll | 0.031118 | 0.012414 | 0.1072 | 95.6224 | 956.224 | 0 | 0 | -0.12329 | 0 | -0.12329 | 0 | -0.12329 | 0 | -0.12329 | 0 | 0.51974 | 0.51974 | 0.51974 | 0.51974
267045-Commercial Condensor Coil Cleaning (all units - savings at 50% of DEER) Com All CZ10 VintAll | 0.096325 | 0.038427 | 0.266 | 296 | 888 | 0 | 0 | 0.087742 | 0 | 0.087742 | 0 | 0.087742 | 0 | 0.087742 | 0 | 2.8153 | 2.8153 | 2.8153 | 2.8153
267030-Commercial HVAC Diagnostic/Tune-up Com All CZ10 VintAll | 0.031118 | 0.012414 | 0.1072 | 95.6224 | 956.224 | 0 | 0 | -0.12329 | 0 | -0.12329 | 0 | -0.12329 | 0 | -0.12329 | 0 | 0.51974 | 0.51974 | 0.51974 | 0.51974
267045-Commercial Condensor Coil Cleaning (all units - savings at 50% of DEER) Com All CZ10 VintAll | 0.096325 | 0.038427 | 0.266 | 296 | 888 | 0 | 0 | 0.087742 | 0 | 0.087742 | 0 | 0.087742 | 0 | 0.087742 | 0 | 2.8153 | 2.8153 | 2.8153 | 2.8153
267030-Commercial HVAC Diagnostic/Tune-up Com All CZ10 VintAll | 0.031118 | 0.012414 | 0.1072 | 95.6224 | 956.224 | 0 | 0 | -0.12329 | 0 | -0.12329 | 0 | -0.12329 | 0 | -0.12329 | 0 | 0.51974 | 0.51974 | 0.51974 | 0.51974
267045-Commercial Condensor Coil Cleaning (all units - savings at 50% of DEER) Com All CZ10 VintAll | 0.096325 | 0.038427 | 0.266 | 296 | 888 | 0 | 0 | 0.087742 | 0 | 0.087742 | 0 | 0.087742 | 0 | 0.087742 | 0 | 2.8153 | 2.8153 | 2.8153 | 2.8153
267030-Commercial HVAC Diagnostic/Tune-up Com All CZ10 VintAll | 0.031118 | 0.012414 | 0.1072 | 95.6224 | 956.224 | 0 | 0 | -0.12329 | 0 | -0.12329 | 0 | -0.12329 | 0 | -0.12329 | 0 | 0.51974 | 0.51974 | 0.51974 | 0.51974
267045-Commercial Condensor Coil Cleaning (all units - savings at 50% of DEER) Com All CZ10 VintAll | 0.096325 | 0.038427 | 0.266 | 296 | 888 | 0 | 0 | 0.087742 | 0 | 0.087742 | 0 | 0.087742 | 0 | 0.087742 | 0 | 2.8153 | 2.8153 | 2.8153 | 2.8153
267030-Commercial HVAC Diagnostic/Tune-up Com All CZ10 VintAll | 0.031118 | 0.012414 | 0.1072 | 95.6224 | 956.224 | 0 | 0 | -0.12329 | 0 | -0.12329 | 0 | -0.12329 | 0 | -0.12329 | 0 | 0.51974 | 0.51974 | 0.51974 | 0.51974
267045-Commercial Condensor Coil Cleaning (all units - savings at 50% of DEER) Com All CZ10 VintAll | 0.096325 | 0.038427 | 0.266 | 296 | 888 | 0 | 0 | 0.087742 | 0 | 0.087742 | 0 | 0.087742 | 0 | 0.087742 | 0 | 2.8153 | 2.8153 | 2.8153 | 2.8153
267030-Commercial HVAC Diagnostic/Tune-up Com All CZ10 VintAll | 0.031118 | 0.012414 | 0.1072 | 95.6224 | 956.224 | 0 | 0 | -0.12329 | 0 | -0.12329 | 0 | -0.12329 | 0 | -0.12329 | 0 | 0.51974 | 0.51974 | 0.51974 | 0.51974
267045-Commercial Condensor Coil Cleaning (all units - savings at 50% of DEER) Com All CZ10 VintAll | 0.096325 | 0.038427 | 0.266 | 296 | 888 | 0 | 0 | 0.087742 | 0 | 0.087742 | 0 | 0.087742 | 0 | 0.087742 | 0 | 2.8153 | 2.8153 | 2.8153 | 2.8153
267030-Commercial HVAC Diagnostic/Tune-up Com All CZ10 VintAll | 0.031118 | 0.012414 | 0.1072 | 95.6224 | 956.224 | 0 | 0 | -0.12329 | 0 | -0.12329 | 0 | -0.12329 | 0 | -0.12329 | 0 | 0.51974 | 0.51974 | 0.51974 | 0.51974
267045-Commercial Condensor Coil Cleaning (all units - savings at 50% of DEER) Com All CZ10 VintAll | 0.096325 | 0.038427 | 0.266 | 296 | 888 | 0 | 0 | 0.087742 | 0 | 0.087742 | 0 | 0.087742 | 0 | 0.087742 | 0 | 2.8153 | 2.8153 | 2.8153 | 2.8153
267030-Commercial HVAC Diagnostic/Tune-up Com All CZ10 VintAll | 0.031118 | 0.012414 | 0.1072 | 95.6224 | 956.224 | 0 | 0 | -0.12329 | 0 | -0.12329 | 0 | -0.12329 | 0 | -0.12329 | 0 | 0.51974 | 0.51974 | 0.51974 | 0.51974
267045-Commercial Condensor Coil Cleaning (all units - savings at 50% of DEER) Com All CZ10 VintAll | 0.096325 | 0.038427 | 0.266 | 296 | 888 | 0 | 0 | 0.087742 | 0 | 0.087742 | 0 | 0.087742 | 0 | 0.087742 | 0 | 2.8153 | 2.8153 | 2.8153 | 2.8153
267030-Commercial HVAC Diagnostic/Tune-up Com All CZ10 VintAll | 0.031118 | 0.012414 | 0.1072 | 95.6224 | 956.224 | 0 | 0 | -0.12329 | 0 | -0.12329 | 0 | -0.12329 | 0 | -0.12329 | 0 | 0.51974 | 0.51974 | 0.51974 | 0.51974
267045-Commercial Condensor Coil Cleaning (all units - savings at 50% of DEER) Com All CZ10 VintAll | 0.096325 | 0.038427 | 0.266 | 296 | 888 | 0 | 0 | 0.087742 | 0 | 0.087742 | 0 | 0.087742 | 0 | 0.087742 | 0 | 2.8153 | 2.8153 | 2.8153 | 2.8153
267030-Commercial HVAC Diagnostic/Tune-up Com All CZ10 VintAll | 0.048089 | 0.019184 | 0.1072 | 147.7752 | 1477.752 | 0 | 0 | -0.033542 | 0 | -0.033542 | 0 | -0.033542 | 0 | -0.033542 | 0 | 0.79808 | 0.79808 | 0.79808 | 0.79808
267045-Commercial Condensor Coil Cleaning (all units - savings at 50% of DEER) Com All CZ10 VintAll | 0.096325 | 0.038427 | 0.266 | 296 | 888 | 0 | 0 | 0.086886 | 0 | 0.086886 | 0 | 0.086886 | 0 | 0.086886 | 0 | 2.7976 | 2.7976 | 2.7976 | 2.7976
267030-Commercial HVAC Diagnostic/Tune-up Com All CZ10 VintAll | 0.048089 | 0.019184 | 0.1072 | 147.7752 | 1477.752 | 0 | 0 | -0.033542 | 0 | -0.033542 | 0 | -0.033542 | 0 | -0.033542 | 0 | 0.79808 | 0.79808 | 0.79808 | 0.79808
267045-Commercial Condensor Coil Cleaning (all units - savings at 50% of DEER) Com All CZ10 VintAll | 0.096325 | 0.038427 | 0.266 | 296 | 888 | 0 | 0 | 0.086886 | 0 | 0.086886 | 0 | 0.086886 | 0 | 0.086886 | 0 | 2.7976 | 2.7976 | 2.7976 | 2.7976
267030-Commercial HVAC Diagnostic/Tune-up Com All CZ10 VintAll | 0.048089 | 0.019184 | 0.1072 | 147.7752 | 1477.752 | 0 | 0 | -0.033542 | 0 | -0.033542 | 0 | -0.033542 | 0 | -0.033542 | 0 | 0.79808 | 0.79808 | 0.79808 | 0.79808
267045-Commercial Condensor Coil Cleaning (all units - savings at 50% of DEER) Com All CZ10 VintAll | 0.096325 | 0.038427 | 0.266 | 296 | 888 | 0 | 0 | 0.086886 | 0 | 0.086886 | 0 | 0.086886 | 0 | 0.086886 | 0 | 2.7976 | 2.7976 | 2.7976 | 2.7976
267030-Commercial HVAC Diagnostic/Tune-up Com All CZ10 VintAll | 0.048089 | 0.019184 | 0.1072 | 147.7752 | 1477.752 | 0 | 0 | -0.033542 | 0 | -0.033542 | 0 | -0.033542 | 0 | -0.033542 | 0 | 0.79808 | 0.79808 | 0.79808 | 0.79808
267045-Commercial Condensor Coil Cleaning (all units - savings at 50% of DEER) Com All CZ10 VintAll | 0.096325 | 0.038427 | 0.266 | 296 | 888 | 0 | 0 | 0.086886 | 0 | 0.086886 | 0 | 0.086886 | 0 | 0.086886 | 0 | 2.7976 | 2.7976 | 2.7976 | 2.7976
267030-Commercial HVAC Diagnostic/Tune-up Com All CZ10 VintAll | 0.048089 | 0.019184 | 0.1072 | 147.7752 | 1477.752 | 0 | 0 | -0.033542 | 0 | -0.033542 | 0 | -0.033542 | 0 | -0.033542 | 0 | 0.79808 | 0.79808 | 0.79808 | 0.79808
267045-Commercial Condensor Coil Cleaning (all units - savings at 50% of DEER) Com All CZ10 VintAll | 0.096325 | 0.038427 | 0.266 | 296 | 888 | 0 | 0 | 0.086886 | 0 | 0.086886 | 0 | 0.086886 | 0 | 0.086886 | 0 | 2.7976 | 2.7976 | 2.7976 | 2.7976
267030-Commercial HVAC Diagnostic/Tune-up Com All CZ10 VintAll | 0.048089 | 0.019184 | 0.1072 | 147.7752 | 1477.752 | 0 | 0 | -0.033542 | 0 | -0.033542 | 0 | -0.033542 | 0 | -0.033542 | 0 | 0.79808 | 0.79808 | 0.79808 | 0.79808
267045-Commercial Condensor Coil Cleaning (all units - savings at 50% of DEER) Com All CZ10 VintAll | 0.096325 | 0.038427 | 0.266 | 296 | 888 | 0 | 0 | 0.086886 | 0 | 0.086886 | 0 | 0.086886 | 0 | 0.086886 | 0 | 2.7976 | 2.7976 | 2.7976 | 2.7976
267030-Commercial HVAC Diagnostic/Tune-up Com All CZ10 VintAll | 0.048089 | 0.019184 | 0.1072 | 147.7752 | 1477.752 | 0 | 0 | -0.033542 | 0 | -0.033542 | 0 | -0.033542 | 0 | -0.033542 | 0 | 0.79808 | 0.79808 | 0.79808 | 0.79808
267045-Commercial Condensor Coil Cleaning (all units - savings at 50% of DEER) Com All CZ10 VintAll | 0.096325 | 0.038427 | 0.266 | 296 | 888 | 0 | 0 | 0.086886 | 0 | 0.086886 | 0 | 0.086886 | 0 | 0.086886 | 0 | 2.7976 | 2.7976 | 2.7976 | 2.7976
267030-Commercial HVAC Diagnostic/Tune-up Com All CZ10 VintAll | 0.048089 | 0.019184 | 0.1072 | 147.7752 | 1477.752 | 0 | 0 | -0.033542 | 0 | -0.033542 | 0 | -0.033542 | 0 | -0.033542 | 0 | 0.79808 | 0.79808 | 0.79808 | 0.79808
267045-Commercial Condensor Coil Cleaning (all units - savings at 50% of DEER) Com All CZ10 VintAll | 0.096325 | 0.038427 | 0.266 | 296 | 888 | 0 | 0 | 0.086886 | 0 | 0.086886 | 0 | 0.086886 | 0 | 0.086886 | 0 | 2.7976 | 2.7976 | 2.7976 | 2.7976
267030-Commercial HVAC Diagnostic/Tune-up Com All CZ10 VintAll | 0.048089 | 0.019184 | 0.1072 | 147.7752 | 1477.752 | 0 | 0 | -0.033542 | 0 | -0.033542 | 0 | -0.033542 | 0 | -0.033542 | 0 | 0.79808 | 0.79808 | 0.79808 | 0.79808
267045-Commercial Condensor Coil Cleaning (all units - savings at 50% of DEER) Com All CZ10 VintAll | 0.096325 | 0.038427 | 0.266 | 296 | 888 | 0 | 0 | 0.086886 | 0 | 0.086886 | 0 | 0.086886 | 0 | 0.086886 | 0 | 2.7976 | 2.7976 | 2.7976 | 2.7976
267030-Commercial HVAC Diagnostic/Tune-up Com All CZ10 VintAll | 0.048089 | 0.019184 | 0.1072 | 147.7752 | 1477.752 | 0 | 0 | -0.033542 | 0 | -0.033542 | 0 | -0.033542 | 0 | -0.033542 | 0 | 0.79808 | 0.79808 | 0.79808 | 0.79808
267045-Commercial Condensor Coil Cleaning (all units - savings at 50% of DEER) Com All CZ10 VintAll | 0.096325 | 0.038427 | 0.266 | 296 | 888 | 0 | 0 | 0.086886 | 0 | 0.086886 | 0 | 0.086886 | 0 | 0.086886 | 0 | 2.7976 | 2.7976 | 2.7976 | 2.7976
267030-Commercial HVAC Diagnostic/Tune-up Com All CZ10 VintAll | 0.048089 | 0.019184 | 0.1072 | 147.7752 | 1477.752 | 0 | 0 | -0.033542 | 0 | -0.033542 | 0 | -0.033542 | 0 | -0.033542 | 0 | 0.79808 | 0.79808 | 0.79808 | 0.79808
267045-Commercial Condensor Coil Cleaning (all units - savings at 50% of DEER) Com All CZ10 VintAll | 0.096325 | 0.038427 | 0.266 | 296 | 888 | 0 | 0 | 0.086886 | 0 | 0.086886 | 0 | 0.086886 | 0 | 0.086886 | 0 | 2.7976 | 2.7976 | 2.7976 | 2.7976
267030-Commercial HVAC Diagnostic/Tune-up Com All CZ10 VintAll | 0.048089 | 0.019184 | 0.1072 | 147.7752 | 1477.752 | 0 | 0 | -0.033542 | 0 | -0.033542 | 0 | -0.033542 | 0 | -0.033542 | 0 | 0.79808 | 0.79808 | 0.79808 | 0.79808
267045-Commercial Condensor Coil Cleaning (all units - savings at 50% of DEER) Com All CZ10 VintAll | 0.096325 | 0.038427 | 0.266 | 296 | 888 | 0 | 0 | 0.086886 | 0 | 0.086886 | 0 | 0.086886 | 0 | 0.086886 | 0 | 2.7976 | 2.7976 | 2.7976 | 2.7976
267030-Commercial HVAC Diagnostic/Tune-up Com All CZ10 VintAll | 0.048089 | 0.019184 | 0.1072 | 147.7752 | 1477.752 | 0 | 0 | -0.033542 | 0 | -0.033542 | 0 | -0.033542 | 0 | -0.033542 | 0 | 0.79808 | 0.79808 | 0.79808 | 0.79808
267045-Commercial Condensor Coil Cleaning (all units - savings at 50% of DEER) Com All CZ10 VintAll | 0.096325 | 0.038427 | 0.266 | 296 | 888 | 0 | 0 | 0.086886 | 0 | 0.086886 | 0 | 0.086886 | 0 | 0.086886 | 0 | 2.7976 | 2.7976 | 2.7976 | 2.7976
267030-Commercial HVAC Diagnostic/Tune-up Com All CZ10 VintAll | 0.048089 | 0.019184 | 0.1072 | 147.7752 | 1477.752 | 0 | 0 | -0.033542 | 0 | -0.033542 | 0 | -0.033542 | 0 | -0.033542 | 0 | 0.79808 | 0.79808 | 0.79808 | 0.79808
267045-Commercial Condensor Coil Cleaning (all units - savings at 50% of DEER) Com All CZ10 VintAll | 0.096325 | 0.038427 | 0.266 | 296 | 888 | 0 | 0 | 0.086886 | 0 | 0.086886 | 0 | 0.086886 | 0 | 0.086886 | 0 | 2.7976 | 2.7976 | 2.7976 | 2.7976
267030-Commercial HVAC Diagnostic/Tune-up Com All CZ10 VintAll | 0.048089 | 0.019184 | 0.1072 | 147.7752 | 1477.752 | 0 | 0 | -0.033542 | 0 | -0.033542 | 0 | -0.033542 | 0 | -0.033542 | 0 | 0.79808 | 0.79808 | 0.79808 | 0.79808
267045-Commercial Condensor Coil Cleaning (all units - savings at 50% of DEER) Com All CZ10 VintAll | 0.096325 | 0.038427 | 0.266 | 296 | 888 | 0 | 0 | 0.086886 | 0 | 0.086886 | 0 | 0.086886 | 0 | 0.086886 | 0 | 2.7976 | 2.7976 | 2.7976 | 2.7976
267030-Commercial HVAC Diagnostic/Tune-up Com All CZ10 VintAll | 0.072134 | 0.028777 | 0.1608 | 221.6628 | 2216.628 | 0 | 0 | -0.033542 | 0 | -0.033542 | 0 | -0.047385 | 0 | -0.047385 | 0 | 0.79808 | 0.73669 | 0.79808 | 0.73669
267045-Commercial Condensor Coil Cleaning (all units - savings at 50% of DEER) Com All CZ10 VintAll | 0.14449 | 0.057641 | 0.399 | 444 | 1332 | 0 | 0 | 0.086886 | 0 | 0.086886 | 0 | 0.082858 | 0 | 0.082858 | 0 | 2.7976 | 2.5824 | 2.7976 | 2.5824
267040-Residential Condensor Coil Cleaning Resid SF CZ10 VintAll | 0.087864 | 0.035052 | 0.3564 | 270 | 810 | 0 | 0 | 0.081106 | 0 | 0.081106 | 0 | 0.081106 | 0 | 0.081106 | 0 | 2.2245 | 2.2245 | 2.2245 | 2.2245
267001-High Refrigerant Charge Adjustment (>= ±20% rated charge) Resid SFCZ10 Vint03 | 0.036067 | 0.014388 | 0.0804 | 110.8314 | 1108.314 | 0 | 0 | -0.09394 | 0 | -0.09394 | 0 | -0.049936 | 0 | -0.049936 | 0 | 0.60588 | 0.74306 | 0.60588 | 0.74306
267040-Residential Condensor Coil Cleaning Resid SF CZ10 VintAll | 0.087864 | 0.035052 | 0.3564 | 270 | 810 | 0 | 0 | 0.081106 | 0 | 0.081106 | 0 | 0.081106 | 0 | 0.081106 | 0 | 2.2245 | 2.2245 | 2.2245 | 2.2245
267004-High Refrigerant Charge Adjustment (>= ±20% rated charge) Resid SF CZ10 Vint01 | 0.036067 | 0.014388 | 0.0804 | 110.8314 | 1108.314 | 0 | 0 | -0.09394 | 0 | -0.09394 | 0 | -0.082328 | 0 | -0.082328 | 0 | 0.60588 | 0.63691 | 0.60588 | 0.63691
267040-Residential Condensor Coil Cleaning Resid SF CZ10 VintAll | 0.087864 | 0.035052 | 0.3564 | 270 | 810 | 0 | 0 | 0.081106 | 0 | 0.081106 | 0 | 0.081106 | 0 | 0.081106 | 0 | 2.2245 | 2.2245 | 2.2245 | 2.2245
267040-Residential Condensor Coil Cleaning Resid SF CZ10 VintAll | 0.087864 | 0.035052 | 0.3564 | 270 | 810 | 0 | 0 | 0.081106 | 0 | 0.081106 | 0 | 0.081106 | 0 | 0.081106 | 0 | 2.2245 | 2.2245 | 2.2245 | 2.2245
267042-Residential Condensor Coil Cleaning Resid MF CZ10 VintAll | 0.058576 | 0.023368 | 0.2376 | 180 | 540 | 0 | 0 | 0.047988 | 0 | 0.047988 | 0 | 0.047988 | 0 | 0.047988 | 0 | 1.483 | 1.483 | 1.483 | 1.483
267001-High Refrigerant Charge Adjustment (>= ±20% rated charge) Resid SFCZ10 Vint03 | 0.036067 | 0.014388 | 0.0804 | 110.8314 | 1108.314 | 0 | 0 | -0.09394 | 0 | -0.09394 | 0 | -0.049936 | 0 | -0.049936 | 0 | 0.60588 | 0.74306 | 0.60588 | 0.74306
267040-Residential Condensor Coil Cleaning Resid SF CZ10 VintAll | 0.087864 | 0.035052 | 0.3564 | 270 | 810 | 0 | 0 | 0.081106 | 0 | 0.081106 | 0 | 0.081106 | 0 | 0.081106 | 0 | 2.2245 | 2.2245 | 2.2245 | 2.2245
267040-Residential Condensor Coil Cleaning Resid SF CZ10 VintAll | 0.087864 | 0.035052 | 0.3564 | 270 | 810 | 0 | 0 | 0.081106 | 0 | 0.081106 | 0 | 0.081106 | 0 | 0.081106 | 0 | 2.2245 | 2.2245 | 2.2245 | 2.2245
267002-High Refrigerant Charge Adjustment (>= ±20% rated charge) Resid SF CZ10 Vint04 | 0.036067 | 0.014388 | 0.0804 | 110.8314 | 1108.314 | 0 | 0 | -0.09394 | 0 | -0.09394 | 0 | -0.049936 | 0 | -0.049936 | 0 | 0.60588 | 0.74306 | 0.60588 | 0.74306
267040-Residential Condensor Coil Cleaning Resid SF CZ10 VintAll | 0.087864 | 0.035052 | 0.3564 | 270 | 810 | 0 | 0 | 0.081106 | 0 | 0.081106 | 0 | 0.081106 | 0 | 0.081106 | 0 | 2.2245 | 2.2245 | 2.2245 | 2.2245
267003-High Refrigerant Charge Adjustment (>= ±20% rated charge) Resid SF CZ10 Vint05 | 0.048089 | 0.019184 | 0.1072 | 147.7752 | 1477.752 | 0 | 0 | -0.09394 | 0 | -0.09394 | 0 | -0.049936 | 0 | -0.049936 | 0 | 0.60588 | 0.74306 | 0.60588 | 0.74306
267040-Residential Condensor Coil Cleaning Resid SF CZ10 VintAll | 0.087864 | 0.035052 | 0.3564 | 270 | 810 | 0 | 0 | 0.081106 | 0 | 0.081106 | 0 | 0.081106 | 0 | 0.081106 | 0 | 2.2245 | 2.2245 | 2.2245 | 2.2245
267002-High Refrigerant Charge Adjustment (>= ±20% rated charge) Resid SF CZ10 Vint04 | 0.036067 | 0.014388 | 0.0804 | 110.8314 | 1108.314 | 0 | 0 | -0.09394 | 0 | -0.09394 | 0 | -0.082328 | 0 | -0.082328 | 0 | 0.60588 | 0.63691 | 0.60588 | 0.63691
267040-Residential Condensor Coil Cleaning Resid SF CZ10 VintAll | 0.087864 | 0.035052 | 0.3564 | 270 | 810 | 0 | 0 | 0.081106 | 0 | 0.081106 | 0 | 0.081106 | 0 | 0.081106 | 0 | 2.2245 | 2.2245 | 2.2245 | 2.2245
267040-Residential Condensor Coil Cleaning Resid SF CZ10 VintAll | 0.087864 | 0.035052 | 0.3564 | 270 | 810 | 0 | 0 | 0.081106 | 0 | 0.081106 | 0 | 0.081106 | 0 | 0.081106 | 0 | 2.2245 | 2.2245 | 2.2245 | 2.2245
267010-Duct Sealing (Total Leakage Reduced from 40% of AHU flow to 12%) Resid SF CZ10 Vint04 | 0.05901 | 0.023541 | 0.24097 | 181.333 | 3263.994 | 10.7341 | 193.2138 | 0.087318 | 0.76232 | 0.087318 | 0.76232 | 0.082669 | 0.72174 | 0.082669 | 0.72174 | 3.351 | 2.9783 | 3.351 | 2.9783
267010-Duct Sealing (Total Leakage Reduced from 40% of AHU flow to 12%) Resid SF CZ10 Vint04 | 0.05901 | 0.023541 | 0.24097 | 181.333 | 3263.994 | 10.7341 | 193.2138 | 0.087318 | 0.76232 | 0.087318 | 0.76232 | 0.075705 | 0.66093 | 0.075705 | 0.66093 | 3.351 | 2.5528 | 3.351 | 2.5528
267030-Commercial HVAC Diagnostic/Tune-up Com All CZ10 VintAll | 0.048089 | 0.019184 | 0.1072 | 147.7752 | 1477.752 | 0 | 0 | -0.033542 | 0 | -0.033542 | 0 | -0.033542 | 0 | -0.033542 | 0 | 0.79808 | 0.79808 | 0.79808 | 0.79808
267045-Commercial Condensor Coil Cleaning (all units - savings at 50% of DEER) Com All CZ10 VintAll | 0.096325 | 0.038427 | 0.266 | 296 | 888 | 0 | 0 | 0.086886 | 0 | 0.086886 | 0 | 0.086886 | 0 | 0.086886 | 0 | 2.7976 | 2.7976 | 2.7976 | 2.7976
267030-Commercial HVAC Diagnostic/Tune-up Com All CZ10 VintAll | 0.048089 | 0.019184 | 0.1072 | 147.7752 | 1477.752 | 0 | 0 | -0.033542 | 0 | -0.033542 | 0 | -0.033542 | 0 | -0.033542 | 0 | 0.79808 | 0.79808 | 0.79808 | 0.79808
267045-Commercial Condensor Coil Cleaning (all units - savings at 50% of DEER) Com All CZ10 VintAll | 0.096325 | 0.038427 | 0.266 | 296 | 888 | 0 | 0 | 0.086886 | 0 | 0.086886 | 0 | 0.086886 | 0 | 0.086886 | 0 | 2.7976 | 2.7976 | 2.7976 | 2.7976
267030-Commercial HVAC Diagnostic/Tune-up Com All CZ10 VintAll | 0.048089 | 0.019184 | 0.1072 | 147.7752 | 1477.752 | 0 | 0 | -0.033542 | 0 | -0.033542 | 0 | -0.033542 | 0 | -0.033542 | 0 | 0.79808 | 0.79808 | 0.79808 | 0.79808
267045-Commercial Condensor Coil Cleaning (all units - savings at 50% of DEER) Com All CZ10 VintAll | 0.096325 | 0.038427 | 0.266 | 296 | 888 | 0 | 0 | 0.086886 | 0 | 0.086886 | 0 | 0.086886 | 0 | 0.086886 | 0 | 2.7976 | 2.7976 | 2.7976 | 2.7976
267030-Commercial HVAC Diagnostic/Tune-up Com All CZ10 VintAll | 0.072134 | 0.028777 | 0.1608 | 221.6628 | 2216.628 | 0 | 0 | -0.033542 | 0 | -0.033542 | 0 | -0.033542 | 0 | -0.033542 | 0 | 0.79808 | 0.79808 | 0.79808 | 0.79808
267045-Commercial Condensor Coil Cleaning (all units - savings at 50% of DEER) Com All CZ10 VintAll | 0.14449 | 0.057641 | 0.399 | 444 | 1332 | 0 | 0 | 0.086886 | 0 | 0.086886 | 0 | 0.086886 | 0 | 0.086886 | 0 | 2.7976 | 2.7976 | 2.7976 | 2.7976
267030-Commercial HVAC Diagnostic/Tune-up Com All CZ10 VintAll | 0.077794 | 0.031035 | 0.268 | 239.056 | 2390.56 | 0 | 0 | -0.12329 | 0 | -0.12329 | 0 | -0.12329 | 0 | -0.12329 | 0 | 0.51974 | 0.51974 | 0.51974 | 0.51974
267045-Commercial Condensor Coil Cleaning (all units - savings at 50% of DEER) Com All CZ10 VintAll | 0.24081 | 0.096068 | 0.665 | 740 | 2220 | 0 | 0 | 0.087742 | 0 | 0.087742 | 0 | 0.087742 | 0 | 0.087742 | 0 | 2.8153 | 2.8153 | 2.8153 | 2.8153
267030-Commercial HVAC Diagnostic/Tune-up Com All CZ10 VintAll | 0.077794 | 0.031035 | 0.268 | 239.056 | 2390.56 | 0 | 0 | -0.12329 | 0 | -0.12329 | 0 | -0.12329 | 0 | -0.12329 | 0 | 0.51974 | 0.51974 | 0.51974 | 0.51974
267045-Commercial Condensor Coil Cleaning (all units - savings at 50% of DEER) Com All CZ10 VintAll | 0.24081 | 0.096068 | 0.665 | 740 | 2220 | 0 | 0 | 0.087742 | 0 | 0.087742 | 0 | 0.087742 | 0 | 0.087742 | 0 | 2.8153 | 2.8153 | 2.8153 | 2.8153
267030-Commercial HVAC Diagnostic/Tune-up Com All CZ10 VintAll | 0.077794 | 0.031035 | 0.268 | 239.056 | 2390.56 | 0 | 0 | -0.12329 | 0 | -0.12329 | 0 | -0.12329 | 0 | -0.12329 | 0 | 0.51974 | 0.51974 | 0.51974 | 0.51974
267045-Commercial Condensor Coil Cleaning (all units - savings at 50% of DEER) Com All CZ10 VintAll | 0.24081 | 0.096068 | 0.665 | 740 | 2220 | 0 | 0 | 0.087742 | 0 | 0.087742 | 0 | 0.087742 | 0 | 0.087742 | 0 | 2.8153 | 2.8153 | 2.8153 | 2.8153
267030-Commercial HVAC Diagnostic/Tune-up Com All CZ10 VintAll | 0.077794 | 0.031035 | 0.268 | 239.056 | 2390.56 | 0 | 0 | -0.12329 | 0 | -0.12329 | 0 | -0.12329 | 0 | -0.12329 | 0 | 0.51974 | 0.51974 | 0.51974 | 0.51974
267045-Commercial Condensor Coil Cleaning (all units - savings at 50% of DEER) Com All CZ10 VintAll | 0.24081 | 0.096068 | 0.665 | 740 | 2220 | 0 | 0 | 0.087742 | 0 | 0.087742 | 0 | 0.087742 | 0 | 0.087742 | 0 | 2.8153 | 2.8153 | 2.8153 | 2.8153
267030-Commercial HVAC Diagnostic/Tune-up Com All CZ10 VintAll | 0.077794 | 0.031035 | 0.268 | 239.056 | 2390.56 | 0 | 0 | -0.12329 | 0 | -0.12329 | 0 | -0.12329 | 0 | -0.12329 | 0 | 0.51974 | 0.51974 | 0.51974 | 0.51974
267045-Commercial Condensor Coil Cleaning (all units - savings at 50% of DEER) Com All CZ10 VintAll | 0.24081 | 0.096068 | 0.665 | 740 | 2220 | 0 | 0 | 0.087742 | 0 | 0.087742 | 0 | 0.087742 | 0 | 0.087742 | 0 | 2.8153 | 2.8153 | 2.8153 | 2.8153
267030-Commercial HVAC Diagnostic/Tune-up Com All CZ10 VintAll | 0.077794 | 0.031035 | 0.268 | 239.056 | 2390.56 | 0 | 0 | -0.12329 | 0 | -0.12329 | 0 | -0.12329 | 0 | -0.12329 | 0 | 0.51974 | 0.51974 | 0.51974 | 0.51974
267045-Commercial Condensor Coil Cleaning (all units - savings at 50% of DEER) Com All CZ10 VintAll | 0.24081 | 0.096068 | 0.665 | 740 | 2220 | 0 | 0 | 0.087742 | 0 | 0.087742 | 0 | 0.087742 | 0 | 0.087742 | 0 | 2.8153 | 2.8153 | 2.8153 | 2.8153
267030-Commercial HVAC Diagnostic/Tune-up Com All CZ10 VintAll | 0.077794 | 0.031035 | 0.268 | 239.056 | 2390.56 | 0 | 0 | -0.12329 | 0 | -0.12329 | 0 | -0.12329 | 0 | -0.12329 | 0 | 0.51974 | 0.51974 | 0.51974 | 0.51974
267045-Commercial Condensor Coil Cleaning (all units - savings at 50% of DEER) Com All CZ10 VintAll | 0.24081 | 0.096068 | 0.665 | 740 | 2220 | 0 | 0 | 0.087742 | 0 | 0.087742 | 0 | 0.087742 | 0 | 0.087742 | 0 | 2.8153 | 2.8153 | 2.8153 | 2.8153
267030-Commercial HVAC Diagnostic/Tune-up Com All CZ10 VintAll | 0.077794 | 0.031035 | 0.268 | 239.056 | 2390.56 | 0 | 0 | -0.12329 | 0 | -0.12329 | 0 | -0.12329 | 0 | -0.12329 | 0 | 0.51974 | 0.51974 | 0.51974 | 0.51974
267045-Commercial Condensor Coil Cleaning (all units - savings at 50% of DEER) Com All CZ10 VintAll | 0.24081 | 0.096068 | 0.665 | 740 | 2220 | 0 | 0 | 0.087742 | 0 | 0.087742 | 0 | 0.087742 | 0 | 0.087742 | 0 | 2.8153 | 2.8153 | 2.8153 | 2.8153
267030-Commercial HVAC Diagnostic/Tune-up Com All CZ10 VintAll | 0.031118 | 0.012414 | 0.1072 | 95.6224 | 956.224 | 0 | 0 | -0.12329 | 0 | -0.12329 | 0 | -0.12329 | 0 | -0.12329 | 0 | 0.51974 | 0.51974 | 0.51974 | 0.51974
267045-Commercial Condensor Coil Cleaning (all units - savings at 50% of DEER) Com All CZ10 VintAll | 0.096325 | 0.038427 | 0.266 | 296 | 888 | 0 | 0 | 0.087742 | 0 | 0.087742 | 0 | 0.087742 | 0 | 0.087742 | 0 | 2.8153 | 2.8153 | 2.8153 | 2.8153
267030-Commercial HVAC Diagnostic/Tune-up Com All CZ10 VintAll | 0.031118 | 0.012414 | 0.1072 | 95.6224 | 956.224 | 0 | 0 | -0.12329 | 0 | -0.12329 | 0 | -0.12329 | 0 | -0.12329 | 0 | 0.51974 | 0.51974 | 0.51974 | 0.51974
267045-Commercial Condensor Coil Cleaning (all units - savings at 50% of DEER) Com All CZ10 VintAll | 0.096325 | 0.038427 | 0.266 | 296 | 888 | 0 | 0 | 0.087742 | 0 | 0.087742 | 0 | 0.087742 | 0 | 0.087742 | 0 | 2.8153 | 2.8153 | 2.8153 | 2.8153
267030-Commercial HVAC Diagnostic/Tune-up Com All CZ10 VintAll | 0.031118 | 0.012414 | 0.1072 | 95.6224 | 956.224 | 0 | 0 | -0.12329 | 0 | -0.12329 | 0 | -0.12329 | 0 | -0.12329 | 0 | 0.51974 | 0.51974 | 0.51974 | 0.51974
267045-Commercial Condensor Coil Cleaning (all units - savings at 50% of DEER) Com All CZ10 VintAll | 0.096325 | 0.038427 | 0.266 | 296 | 888 | 0 | 0 | 0.087742 | 0 | 0.087742 | 0 | 0.087742 | 0 | 0.087742 | 0 | 2.8153 | 2.8153 | 2.8153 | 2.8153
267030-Commercial HVAC Diagnostic/Tune-up Com All CZ10 VintAll | 0.031118 | 0.012414 | 0.1072 | 95.6224 | 956.224 | 0 | 0 | -0.12329 | 0 | -0.12329 | 0 | -0.12329 | 0 | -0.12329 | 0 | 0.51974 | 0.51974 | 0.51974 | 0.51974
267045-Commercial Condensor Coil Cleaning (all units - savings at 50% of DEER) Com All CZ10 VintAll | 0.096325 | 0.038427 | 0.266 | 296 | 888 | 0 | 0 | 0.087742 | 0 | 0.087742 | 0 | 0.087742 | 0 | 0.087742 | 0 | 2.8153 | 2.8153 | 2.8153 | 2.8153
267030-Commercial HVAC Diagnostic/Tune-up Com All CZ10 VintAll | 0.031118 | 0.012414 | 0.1072 | 95.6224 | 956.224 | 0 | 0 | -0.12329 | 0 | -0.12329 | 0 | -0.12329 | 0 | -0.12329 | 0 | 0.51974 | 0.51974 | 0.51974 | 0.51974
267045-Commercial Condensor Coil Cleaning (all units - savings at 50% of DEER) Com All CZ10 VintAll | 0.096325 | 0.038427 | 0.266 | 296 | 888 | 0 | 0 | 0.087742 | 0 | 0.087742 | 0 | 0.087742 | 0 | 0.087742 | 0 | 2.8153 | 2.8153 | 2.8153 | 2.8153
267030-Commercial HVAC Diagnostic/Tune-up Com All CZ10 VintAll | 0.031118 | 0.012414 | 0.1072 | 95.6224 | 956.224 | 0 | 0 | -0.12329 | 0 | -0.12329 | 0 | -0.12329 | 0 | -0.12329 | 0 | 0.51974 | 0.51974 | 0.51974 | 0.51974
267045-Commercial Condensor Coil Cleaning (all units - savings at 50% of DEER) Com All CZ10 VintAll | 0.096325 | 0.038427 | 0.266 | 296 | 888 | 0 | 0 | 0.087742 | 0 | 0.087742 | 0 | 0.087742 | 0 | 0.087742 | 0 | 2.8153 | 2.8153 | 2.8153 | 2.8153
267030-Commercial HVAC Diagnostic/Tune-up Com All CZ10 VintAll | 0.048089 | 0.019184 | 0.1072 | 147.7752 | 1477.752 | 0 | 0 | -0.033542 | 0 | -0.033542 | 0 | -0.033542 | 0 | -0.033542 | 0 | 0.79808 | 0.79808 | 0.79808 | 0.79808
267045-Commercial Condensor Coil Cleaning (all units - savings at 50% of DEER) Com All CZ10 VintAll | 0.096325 | 0.038427 | 0.266 | 296 | 888 | 0 | 0 | 0.086886 | 0 | 0.086886 | 0 | 0.086886 | 0 | 0.086886 | 0 | 2.7976 | 2.7976 | 2.7976 | 2.7976
267030-Commercial HVAC Diagnostic/Tune-up Com All CZ10 VintAll | 0.048089 | 0.019184 | 0.1072 | 147.7752 | 1477.752 | 0 | 0 | -0.033542 | 0 | -0.033542 | 0 | -0.033542 | 0 | -0.033542 | 0 | 0.79808 | 0.79808 | 0.79808 | 0.79808
267045-Commercial Condensor Coil Cleaning (all units - savings at 50% of DEER) Com All CZ10 VintAll | 0.096325 | 0.038427 | 0.266 | 296 | 888 | 0 | 0 | 0.086886 | 0 | 0.086886 | 0 | 0.086886 | 0 | 0.086886 | 0 | 2.7976 | 2.7976 | 2.7976 | 2.7976
267030-Commercial HVAC Diagnostic/Tune-up Com All CZ10 VintAll | 0.048089 | 0.019184 | 0.1072 | 147.7752 | 1477.752 | 0 | 0 | -0.033542 | 0 | -0.033542 | 0 | -0.033542 | 0 | -0.033542 | 0 | 0.79808 | 0.79808 | 0.79808 | 0.79808
267045-Commercial Condensor Coil Cleaning (all units - savings at 50% of DEER) Com All CZ10 VintAll | 0.096325 | 0.038427 | 0.266 | 296 | 888 | 0 | 0 | 0.086886 | 0 | 0.086886 | 0 | 0.086886 | 0 | 0.086886 | 0 | 2.7976 | 2.7976 | 2.7976 | 2.7976
267030-Commercial HVAC Diagnostic/Tune-up Com All CZ10 VintAll | 0.048089 | 0.019184 | 0.1072 | 147.7752 | 1477.752 | 0 | 0 | -0.033542 | 0 | -0.033542 | 0 | -0.033542 | 0 | -0.033542 | 0 | 0.79808 | 0.79808 | 0.79808 | 0.79808
267045-Commercial Condensor Coil Cleaning (all units - savings at 50% of DEER) Com All CZ10 VintAll | 0.096325 | 0.038427 | 0.266 | 296 | 888 | 0 | 0 | 0.086886 | 0 | 0.086886 | 0 | 0.086886 | 0 | 0.086886 | 0 | 2.7976 | 2.7976 | 2.7976 | 2.7976
267030-Commercial HVAC Diagnostic/Tune-up Com All CZ10 VintAll | 0.048089 | 0.019184 | 0.1072 | 147.7752 | 1477.752 | 0 | 0 | -0.033542 | 0 | -0.033542 | 0 | -0.033542 | 0 | -0.033542 | 0 | 0.79808 | 0.79808 | 0.79808 | 0.79808
267045-Commercial Condensor Coil Cleaning (all units - savings at 50% of DEER) Com All CZ10 VintAll | 0.096325 | 0.038427 | 0.266 | 296 | 888 | 0 | 0 | 0.086886 | 0 | 0.086886 | 0 | 0.086886 | 0 | 0.086886 | 0 | 2.7976 | 2.7976 | 2.7976 | 2.7976
267034-High Refrigerant Charge Adjustment (>= ±20% rated charge) Resid MF CZ10 Vint05 | 0.024045 | 0.0095922 | 0.0536 | 73.8876 | 738.876 | 0 | 0 | -0.098817 | 0 | -0.098817 | 0 | -0.049936 | 0 | -0.049936 | 0 | 0.59373 | 0.74306 | 0.59373 | 0.74306
267042-Residential Condensor Coil Cleaning Resid MF CZ10 VintAll | 0.058576 | 0.023368 | 0.2376 | 180 | 540 | 0 | 0 | 0.047988 | 0 | 0.047988 | 0 | 0.047988 | 0 | 0.047988 | 0 | 1.483 | 1.483 | 1.483 | 1.483
267040-Residential Condensor Coil Cleaning Resid SF CZ10 VintAll | 0.087864 | 0.035052 | 0.3564 | 270 | 810 | 0 | 0 | 0.081106 | 0 | 0.081106 | 0 | 0.081106 | 0 | 0.081106 | 0 | 2.2245 | 2.2245 | 2.2245 | 2.2245
267040-Residential Condensor Coil Cleaning Resid SF CZ10 VintAll | 0.087864 | 0.035052 | 0.3564 | 270 | 810 | 0 | 0 | 0.081106 | 0 | 0.081106 | 0 | 0.081106 | 0 | 0.081106 | 0 | 2.2245 | 2.2245 | 2.2245 | 2.2245
267010-Duct Sealing (Total Leakage Reduced from 40% of AHU flow to 12%) Resid SF CZ10 Vint04 | 0.05901 | 0.023541 | 0.24097 | 181.333 | 3263.994 | 10.7341 | 193.2138 | 0.087318 | 0.76232 | 0.087318 | 0.76232 | 0.082669 | 0.72174 | 0.082669 | 0.72174 | 3.351 | 2.9783 | 3.351 | 2.9783
267044-Commercial Condensor Coil Cleaning (all units - savings at 50% of DEER) Com All CZ07 VintAll | 0.12059 | 0.015814 | 0.235 | 300 | 900 | 0 | 0 | 0.07931 | 0 | 0.07931 | 0 | 0.07931 | 0 | 0.07931 | 0 | 2.3304 | 2.3304 | 2.3304 | 2.3304
267029-Commercial HVAC Diagnostic/Tune-up Com All CZ07 VintAll | 0.048045 | 0.0063006 | 0.134 | 119.528 | 1195.28 | 0 | 0 | -0.1205 | 0 | -0.1205 | 0 | -0.1205 | 0 | -0.1205 | 0 | 0.53063 | 0.53063 | 0.53063 | 0.53063
267044-Commercial Condensor Coil Cleaning (all units - savings at 50% of DEER) Com All CZ07 VintAll | 0.12059 | 0.015814 | 0.235 | 300 | 900 | 0 | 0 | 0.07931 | 0 | 0.07931 | 0 | 0.07931 | 0 | 0.07931 | 0 | 2.3304 | 2.3304 | 2.3304 | 2.3304
267029-Commercial HVAC Diagnostic/Tune-up Com All CZ07 VintAll | 0.048045 | 0.0063006 | 0.134 | 119.528 | 1195.28 | 0 | 0 | -0.1205 | 0 | -0.1205 | 0 | -0.1205 | 0 | -0.1205 | 0 | 0.53063 | 0.53063 | 0.53063 | 0.53063
267044-Commercial Condensor Coil Cleaning (all units - savings at 50% of DEER) Com All CZ07 VintAll | 0.12059 | 0.015814 | 0.235 | 300 | 900 | 0 | 0 | 0.07931 | 0 | 0.07931 | 0 | 0.07931 | 0 | 0.07931 | 0 | 2.3304 | 2.3304 | 2.3304 | 2.3304
267029-Commercial HVAC Diagnostic/Tune-up Com All CZ07 VintAll | 0.048045 | 0.0063006 | 0.134 | 119.528 | 1195.28 | 0 | 0 | -0.1205 | 0 | -0.1205 | 0 | -0.1205 | 0 | -0.1205 | 0 | 0.53063 | 0.53063 | 0.53063 | 0.53063
267044-Commercial Condensor Coil Cleaning (all units - savings at 50% of DEER) Com All CZ07 VintAll | 0.12059 | 0.015814 | 0.235 | 300 | 900 | 0 | 0 | 0.07931 | 0 | 0.07931 | 0 | 0.07931 | 0 | 0.07931 | 0 | 2.3304 | 2.3304 | 2.3304 | 2.3304
267029-Commercial HVAC Diagnostic/Tune-up Com All CZ07 VintAll | 0.067263 | 0.0088208 | 0.1876 | 167.3392 | 1673.392 | 0 | 0 | -0.1205 | 0 | -0.1205 | 0 | -0.1205 | 0 | -0.1205 | 0 | 0.53063 | 0.53063 | 0.53063 | 0.53063
267044-Commercial Condensor Coil Cleaning (all units - savings at 50% of DEER) Com All CZ07 VintAll | 0.16882 | 0.022139 | 0.329 | 420 | 1260 | 0 | 0 | 0.07931 | 0 | 0.07931 | 0 | 0.07931 | 0 | 0.07931 | 0 | 2.3304 | 2.3304 | 2.3304 | 2.3304
267029-Commercial HVAC Diagnostic/Tune-up Com All CZ07 VintAll | 0.048045 | 0.0063006 | 0.134 | 119.528 | 1195.28 | 0 | 0 | -0.1205 | 0 | -0.1205 | 0 | -0.1205 | 0 | -0.1205 | 0 | 0.53063 | 0.53063 | 0.53063 | 0.53063
267044-Commercial Condensor Coil Cleaning (all units - savings at 50% of DEER) Com All CZ07 VintAll | 0.12059 | 0.015814 | 0.235 | 300 | 900 | 0 | 0 | 0.07931 | 0 | 0.07931 | 0 | 0.07931 | 0 | 0.07931 | 0 | 2.3304 | 2.3304 | 2.3304 | 2.3304
267030-Commercial HVAC Diagnostic/Tune-up Com All CZ10 VintAll | 0.059399 | 0.0077895 | 0.1072 | 147.7752 | 1477.752 | 0 | 0 | -0.027349 | 0 | -0.027349 | 0 | -0.027349 | 0 | -0.027349 | 0 | 0.83537 | 0.83537 | 0.83537 | 0.83537
267045-Commercial Condensor Coil Cleaning (all units - savings at 50% of DEER) Com All CZ10 VintAll | 0.11898 | 0.015603 | 0.266 | 296 | 888 | 0 | 0 | 0.09315 | 0 | 0.09315 | 0 | 0.09315 | 0 | 0.09315 | 0 | 2.9272 | 2.9272 | 2.9272 | 2.9272
267030-Commercial HVAC Diagnostic/Tune-up Com All CZ10 VintAll | 0.059399 | 0.0077895 | 0.1072 | 147.7752 | 1477.752 | 0 | 0 | -0.027349 | 0 | -0.027349 | 0 | -0.027349 | 0 | -0.027349 | 0 | 0.83537 | 0.83537 | 0.83537 | 0.83537
267045-Commercial Condensor Coil Cleaning (all units - savings at 50% of DEER) Com All CZ10 VintAll | 0.11898 | 0.015603 | 0.266 | 296 | 888 | 0 | 0 | 0.09315 | 0 | 0.09315 | 0 | 0.09315 | 0 | 0.09315 | 0 | 2.9272 | 2.9272 | 2.9272 | 2.9272
267030-Commercial HVAC Diagnostic/Tune-up Com All CZ10 VintAll | 0.038436 | 0.0050404 | 0.1072 | 95.6224 | 956.224 | 0 | 0 | -0.1205 | 0 | -0.1205 | 0 | -0.1205 | 0 | -0.1205 | 0 | 0.53063 | 0.53063 | 0.53063 | 0.53063
267045-Commercial Condensor Coil Cleaning (all units - savings at 50% of DEER) Com All CZ10 VintAll | 0.11898 | 0.015603 | 0.266 | 296 | 888 | 0 | 0 | 0.090588 | 0 | 0.090588 | 0 | 0.090588 | 0 | 0.090588 | 0 | 2.8742 | 2.8742 | 2.8742 | 2.8742
267030-Commercial HVAC Diagnostic/Tune-up Com All CZ10 VintAll | 0.067263 | 0.0088208 | 0.1876 | 167.3392 | 1673.392 | 0 | 0 | -0.1205 | 0 | -0.1205 | 0 | -0.13883 | 0 | -0.13883 | 0 | 0.53063 | 0.49525 | 0.53063 | 0.49525
267045-Commercial Condensor Coil Cleaning (all units - savings at 50% of DEER) Com All CZ10 VintAll | 0.20821 | 0.027305 | 0.4655 | 518 | 1554 | 0 | 0 | 0.090588 | 0 | 0.090588 | 0 | 0.087136 | 0 | 0.087136 | 0 | 2.8742 | 2.6826 | 2.8742 | 2.6826
267045-Commercial Condensor Coil Cleaning (all units - savings at 50% of DEER) Com All CZ10 VintAll | 0.11898 | 0.015603 | 0.266 | 296 | 888 | 0 | 0 | 0.09315 | 0 | 0.09315 | 0 | 0.09315 | 0 | 0.09315 | 0 | 2.9272 | 2.9272 | 2.9272 | 2.9272
267030-Commercial HVAC Diagnostic/Tune-up Com All CZ10 VintAll | 0.059399 | 0.0077895 | 0.1072 | 147.7752 | 1477.752 | 0 | 0 | -0.027349 | 0 | -0.027349 | 0 | -0.027349 | 0 | -0.027349 | 0 | 0.83537 | 0.83537 | 0.83537 | 0.83537
267045-Commercial Condensor Coil Cleaning (all units - savings at 50% of DEER) Com All CZ10 VintAll | 0.11898 | 0.015603 | 0.266 | 296 | 888 | 0 | 0 | 0.09315 | 0 | 0.09315 | 0 | 0.09315 | 0 | 0.09315 | 0 | 2.9272 | 2.9272 | 2.9272 | 2.9272
267033-High Refrigerant Charge Adjustment (>= ±20% rated charge) Resid MF CZ10 Vint04 | 0.024045 | 0.0095922 | 0.0536 | 73.8876 | 738.876 | 0 | 0 | -0.099884 | 0 | -0.099884 | 0 | -0.051003 | 0 | -0.051003 | 0 | 0.58935 | 0.73757 | 0.58935 | 0.73757
267042-Residential Condensor Coil Cleaning Resid MF CZ10 VintAll | 0.058576 | 0.023368 | 0.2376 | 180 | 540 | 0 | 0 | 0.04688 | 0 | 0.04688 | 0 | 0.04688 | 0 | 0.04688 | 0 | 1.4718 | 1.4718 | 1.4718 | 1.4718
267033-High Refrigerant Charge Adjustment (>= ±20% rated charge) Resid MF CZ10 Vint04 | 0.012022 | 0.0047961 | 0.0268 | 36.9438 | 369.438 | 0 | 0 | -0.099884 | 0 | -0.099884 | 0 | -0.14818 | 0 | -0.14818 | 0 | 0.58935 | 0.49171 | 0.58935 | 0.49171
267042-Residential Condensor Coil Cleaning Resid MF CZ10 VintAll | 0.058576 | 0.023368 | 0.2376 | 180 | 540 | 0 | 0 | 0.04688 | 0 | 0.04688 | 0 | 0.04688 | 0 | 0.04688 | 0 | 1.4718 | 1.4718 | 1.4718 | 1.4718
267033-High Refrigerant Charge Adjustment (>= ±20% rated charge) Resid MF CZ10 Vint04 | 0.012022 | 0.0047961 | 0.0268 | 36.9438 | 369.438 | 0 | 0 | -0.099884 | 0 | -0.099884 | 0 | -0.14818 | 0 | -0.14818 | 0 | 0.58935 | 0.49171 | 0.58935 | 0.49171
267042-Residential Condensor Coil Cleaning Resid MF CZ10 VintAll | 0.058576 | 0.023368 | 0.2376 | 180 | 540 | 0 | 0 | 0.04688 | 0 | 0.04688 | 0 | 0.04688 | 0 | 0.04688 | 0 | 1.4718 | 1.4718 | 1.4718 | 1.4718
267033-High Refrigerant Charge Adjustment (>= ±20% rated charge) Resid MF CZ10 Vint04 | 0.012022 | 0.0047961 | 0.0268 | 36.9438 | 369.438 | 0 | 0 | -0.099884 | 0 | -0.099884 | 0 | -0.14818 | 0 | -0.14818 | 0 | 0.58935 | 0.49171 | 0.58935 | 0.49171
267042-Residential Condensor Coil Cleaning Resid MF CZ10 VintAll | 0.058576 | 0.023368 | 0.2376 | 180 | 540 | 0 | 0 | 0.04688 | 0 | 0.04688 | 0 | 0.04688 | 0 | 0.04688 | 0 | 1.4718 | 1.4718 | 1.4718 | 1.4718
267042-Residential Condensor Coil Cleaning Resid MF CZ10 VintAll | 0.058576 | 0.023368 | 0.2376 | 180 | 540 | 0 | 0 | 0.04688 | 0 | 0.04688 | 0 | 0.04688 | 0 | 0.04688 | 0 | 1.4718 | 1.4718 | 1.4718 | 1.4718
267029-Commercial HVAC Diagnostic/Tune-up Com All CZ07 VintAll | 0.077794 | 0.031035 | 0.268 | 239.056 | 2390.56 | 0 | 0 | -0.12432 | 0 | -0.12432 | 0 | -0.12432 | 0 | -0.12432 | 0 | 0.51573 | 0.51573 | 0.51573 | 0.51573
267044-Commercial Condensor Coil Cleaning (all units - savings at 50% of DEER) Com All CZ07 VintAll | 0.19525 | 0.077893 | 0.47 | 600 | 1800 | 0 | 0 | 0.075398 | 0 | 0.075398 | 0 | 0.075398 | 0 | 0.075398 | 0 | 2.2648 | 2.2648 | 2.2648 | 2.2648
267029-Commercial HVAC Diagnostic/Tune-up Com All CZ07 VintAll | 0.077794 | 0.031035 | 0.268 | 239.056 | 2390.56 | 0 | 0 | -0.12432 | 0 | -0.12432 | 0 | -0.12432 | 0 | -0.12432 | 0 | 0.51573 | 0.51573 | 0.51573 | 0.51573
267044-Commercial Condensor Coil Cleaning (all units - savings at 50% of DEER) Com All CZ07 VintAll | 0.19525 | 0.077893 | 0.47 | 600 | 1800 | 0 | 0 | 0.075398 | 0 | 0.075398 | 0 | 0.075398 | 0 | 0.075398 | 0 | 2.2648 | 2.2648 | 2.2648 | 2.2648
267029-Commercial HVAC Diagnostic/Tune-up Com All CZ07 VintAll | 0.11669 | 0.046552 | 0.402 | 358.584 | 3585.84 | 0 | 0 | -0.12432 | 0 | -0.12432 | 0 | -0.12432 | 0 | -0.12432 | 0 | 0.51573 | 0.51573 | 0.51573 | 0.51573
267044-Commercial Condensor Coil Cleaning (all units - savings at 50% of DEER) Com All CZ07 VintAll | 0.29288 | 0.11684 | 0.705 | 900 | 2700 | 0 | 0 | 0.075398 | 0 | 0.075398 | 0 | 0.075398 | 0 | 0.075398 | 0 | 2.2648 | 2.2648 | 2.2648 | 2.2648
267029-Commercial HVAC Diagnostic/Tune-up Com All CZ07 VintAll | 0.11669 | 0.046552 | 0.402 | 358.584 | 3585.84 | 0 | 0 | -0.12432 | 0 | -0.12432 | 0 | -0.12432 | 0 | -0.12432 | 0 | 0.51573 | 0.51573 | 0.51573 | 0.51573
267044-Commercial Condensor Coil Cleaning (all units - savings at 50% of DEER) Com All CZ07 VintAll | 0.29288 | 0.11684 | 0.705 | 900 | 2700 | 0 | 0 | 0.075398 | 0 | 0.075398 | 0 | 0.075398 | 0 | 0.075398 | 0 | 2.2648 | 2.2648 | 2.2648 | 2.2648
267033-High Refrigerant Charge Adjustment (>= ±20% rated charge) Resid MF CZ10 Vint04 | 0.024045 | 0.0095922 | 0.0536 | 73.8876 | 738.876 | 0 | 0 | -0.099884 | 0 | -0.099884 | 0 | -0.051003 | 0 | -0.051003 | 0 | 0.58935 | 0.73757 | 0.58935 | 0.73757
267042-Residential Condensor Coil Cleaning Resid MF CZ10 VintAll | 0.058576 | 0.023368 | 0.2376 | 180 | 540 | 0 | 0 | 0.04688 | 0 | 0.04688 | 0 | 0.04688 | 0 | 0.04688 | 0 | 1.4718 | 1.4718 | 1.4718 | 1.4718
267033-High Refrigerant Charge Adjustment (>= ±20% rated charge) Resid MF CZ10 Vint04 | 0.024045 | 0.0095922 | 0.0536 | 73.8876 | 738.876 | 0 | 0 | -0.099884 | 0 | -0.099884 | 0 | -0.051003 | 0 | -0.051003 | 0 | 0.58935 | 0.73757 | 0.58935 | 0.73757
267042-Residential Condensor Coil Cleaning Resid MF CZ10 VintAll | 0.058576 | 0.023368 | 0.2376 | 180 | 540 | 0 | 0 | 0.04688 | 0 | 0.04688 | 0 | 0.04688 | 0 | 0.04688 | 0 | 1.4718 | 1.4718 | 1.4718 | 1.4718
267002-High Refrigerant Charge Adjustment (>= ±20% rated charge) Resid SF CZ10 Vint04 | 0.048089 | 0.019184 | 0.1072 | 147.7752 | 1477.752 | 0 | 0 | -0.095007 | 0 | -0.095007 | 0 | -0.051003 | 0 | -0.051003 | 0 | 0.6014 | 0.73757 | 0.6014 | 0.73757
267040-Residential Condensor Coil Cleaning Resid SF CZ10 VintAll | 0.087864 | 0.035052 | 0.3564 | 270 | 810 | 0 | 0 | 0.079998 | 0 | 0.079998 | 0 | 0.079998 | 0 | 0.079998 | 0 | 2.2078 | 2.2078 | 2.2078 | 2.2078
267001-High Refrigerant Charge Adjustment (>= ±20% rated charge) Resid SFCZ10 Vint03 | 0.036067 | 0.014388 | 0.0804 | 110.8314 | 1108.314 | 0 | 0 | -0.095007 | 0 | -0.095007 | 0 | -0.051003 | 0 | -0.051003 | 0 | 0.6014 | 0.73757 | 0.6014 | 0.73757
267040-Residential Condensor Coil Cleaning Resid SF CZ10 VintAll | 0.087864 | 0.035052 | 0.3564 | 270 | 810 | 0 | 0 | 0.079998 | 0 | 0.079998 | 0 | 0.079998 | 0 | 0.079998 | 0 | 2.2078 | 2.2078 | 2.2078 | 2.2078
267002-High Refrigerant Charge Adjustment (>= ±20% rated charge) Resid SF CZ10 Vint04 | 0.024045 | 0.0095922 | 0.0536 | 73.8876 | 738.876 | 0 | 0 | -0.095007 | 0 | -0.095007 | 0 | -0.051003 | 0 | -0.051003 | 0 | 0.6014 | 0.73757 | 0.6014 | 0.73757
267040-Residential Condensor Coil Cleaning Resid SF CZ10 VintAll | 0.087864 | 0.035052 | 0.3564 | 270 | 810 | 0 | 0 | 0.079998 | 0 | 0.079998 | 0 | 0.079998 | 0 | 0.079998 | 0 | 2.2078 | 2.2078 | 2.2078 | 2.2078
267010-Duct Sealing (Total Leakage Reduced from 40% of AHU flow to 12%) Resid SF CZ10 Vint04 | 0.05901 | 0.023541 | 0.24097 | 181.333 | 3263.994 | 10.7341 | 193.2138 | 0.086364 | 0.76858 | 0.086364 | 0.76858 | 0.057529 | 0.51197 | 0.057529 | 0.51197 | 3.3407 | 1.8752 | 3.3407 | 1.8752
267010-Duct Sealing (Total Leakage Reduced from 40% of AHU flow to 12%) Resid SF CZ10 Vint04 | 0.05901 | 0.023541 | 0.24097 | 181.333 | 3263.994 | 10.7341 | 193.2138 | 0.086364 | 0.76858 | 0.086364 | 0.76858 | 0.060988 | 0.54275 | 0.060988 | 0.54275 | 3.3407 | 1.9794 | 3.3407 | 1.9794
267009-Duct Sealing (Total Leakage Reduced from 40% of AHU flow to 12%) Resid SF CZ10 Vint03 | 0.076397 | 0.030477 | 0.17708 | 234.764 | 4225.752 | 21.4199 | 385.5582 | 0.1112 | 0.89464 | 0.1112 | 0.89464 | 0.095481 | 0.76815 | 0.095481 | 0.76815 | 5.4223 | 3.3363 | 5.4223 | 3.3363
267009-Duct Sealing (Total Leakage Reduced from 40% of AHU flow to 12%) Resid SF CZ10 Vint03 | 0.076397 | 0.030477 | 0.17708 | 234.764 | 4225.752 | 21.4199 | 385.5582 | 0.1112 | 0.89464 | 0.1112 | 0.89464 | 0.091646 | 0.73729 | 0.091646 | 0.73729 | 5.4223 | 3.05 | 5.4223 | 3.05
267040-Residential Condensor Coil Cleaning Resid SF CZ10 VintAll | 0.087864 | 0.035052 | 0.3564 | 270 | 810 | 0 | 0 | 0.079998 | 0 | 0.079998 | 0 | 0.079998 | 0 | 0.079998 | 0 | 2.2078 | 2.2078 | 2.2078 | 2.2078
267002-High Refrigerant Charge Adjustment (>= ±20% rated charge) Resid SF CZ10 Vint04 | 0.024045 | 0.0095922 | 0.0536 | 73.8876 | 738.876 | 0 | 0 | -0.095007 | 0 | -0.095007 | 0 | -0.099591 | 0 | -0.099591 | 0 | 0.6014 | 0.59006 | 0.6014 | 0.59006
267040-Residential Condensor Coil Cleaning Resid SF CZ10 VintAll | 0.087864 | 0.035052 | 0.3564 | 270 | 810 | 0 | 0 | 0.079998 | 0 | 0.079998 | 0 | 0.079998 | 0 | 0.079998 | 0 | 2.2078 | 2.2078 | 2.2078 | 2.2078
267002-High Refrigerant Charge Adjustment (>= ±20% rated charge) Resid SF CZ10 Vint04 | 0.048089 | 0.019184 | 0.1072 | 147.7752 | 1477.752 | 0 | 0 | -0.095007 | 0 | -0.095007 | 0 | -0.051003 | 0 | -0.051003 | 0 | 0.6014 | 0.73757 | 0.6014 | 0.73757
267040-Residential Condensor Coil Cleaning Resid SF CZ10 VintAll | 0.087864 | 0.035052 | 0.3564 | 270 | 810 | 0 | 0 | 0.079998 | 0 | 0.079998 | 0 | 0.079998 | 0 | 0.079998 | 0 | 2.2078 | 2.2078 | 2.2078 | 2.2078
267040-Residential Condensor Coil Cleaning Resid SF CZ10 VintAll | 0.087864 | 0.035052 | 0.3564 | 270 | 810 | 0 | 0 | 0.079998 | 0 | 0.079998 | 0 | 0.079998 | 0 | 0.079998 | 0 | 2.2078 | 2.2078 | 2.2078 | 2.2078
267001-High Refrigerant Charge Adjustment (>= ±20% rated charge) Resid SFCZ10 Vint03 | 0.036067 | 0.014388 | 0.0804 | 110.8314 | 1108.314 | 0 | 0 | -0.095007 | 0 | -0.095007 | 0 | -0.051003 | 0 | -0.051003 | 0 | 0.6014 | 0.73757 | 0.6014 | 0.73757
267040-Residential Condensor Coil Cleaning Resid SF CZ10 VintAll | 0.087864 | 0.035052 | 0.3564 | 270 | 810 | 0 | 0 | 0.079998 | 0 | 0.079998 | 0 | 0.079998 | 0 | 0.079998 | 0 | 2.2078 | 2.2078 | 2.2078 | 2.2078
267002-High Refrigerant Charge Adjustment (>= ±20% rated charge) Resid SF CZ10 Vint04 | 0.036067 | 0.014388 | 0.0804 | 110.8314 | 1108.314 | 0 | 0 | -0.095007 | 0 | -0.095007 | 0 | -0.051003 | 0 | -0.051003 | 0 | 0.6014 | 0.73757 | 0.6014 | 0.73757
267040-Residential Condensor Coil Cleaning Resid SF CZ10 VintAll | 0.087864 | 0.035052 | 0.3564 | 270 | 810 | 0 | 0 | 0.079998 | 0 | 0.079998 | 0 | 0.079998 | 0 | 0.079998 | 0 | 2.2078 | 2.2078 | 2.2078 | 2.2078
267002-High Refrigerant Charge Adjustment (>= ±20% rated charge) Resid SF CZ10 Vint04 | 0.036067 | 0.014388 | 0.0804 | 110.8314 | 1108.314 | 0 | 0 | -0.095007 | 0 | -0.095007 | 0 | -0.051003 | 0 | -0.051003 | 0 | 0.6014 | 0.73757 | 0.6014 | 0.73757
267040-Residential Condensor Coil Cleaning Resid SF CZ10 VintAll | 0.087864 | 0.035052 | 0.3564 | 270 | 810 | 0 | 0 | 0.079998 | 0 | 0.079998 | 0 | 0.079998 | 0 | 0.079998 | 0 | 2.2078 | 2.2078 | 2.2078 | 2.2078
267001-High Refrigerant Charge Adjustment (>= ±20% rated charge) Resid SFCZ10 Vint03 | 0.036067 | 0.014388 | 0.0804 | 110.8314 | 1108.314 | 0 | 0 | -0.095007 | 0 | -0.095007 | 0 | -0.083395 | 0 | -0.083395 | 0 | 0.6014 | 0.6322 | 0.6014 | 0.6322
267040-Residential Condensor Coil Cleaning Resid SF CZ10 VintAll | 0.087864 | 0.035052 | 0.3564 | 270 | 810 | 0 | 0 | 0.079998 | 0 | 0.079998 | 0 | 0.079998 | 0 | 0.079998 | 0 | 2.2078 | 2.2078 | 2.2078 | 2.2078
267001-High Refrigerant Charge Adjustment (>= ±20% rated charge) Resid SFCZ10 Vint03 | 0.048089 | 0.019184 | 0.1072 | 147.7752 | 1477.752 | 0 | 0 | -0.095007 | 0 | -0.095007 | 0 | -0.051003 | 0 | -0.051003 | 0 | 0.6014 | 0.73757 | 0.6014 | 0.73757
267040-Residential Condensor Coil Cleaning Resid SF CZ10 VintAll | 0.087864 | 0.035052 | 0.3564 | 270 | 810 | 0 | 0 | 0.079998 | 0 | 0.079998 | 0 | 0.079998 | 0 | 0.079998 | 0 | 2.2078 | 2.2078 | 2.2078 | 2.2078
267002-High Refrigerant Charge Adjustment (>= ±20% rated charge) Resid SF CZ10 Vint04 | 0.036067 | 0.014388 | 0.0804 | 110.8314 | 1108.314 | 0 | 0 | -0.095007 | 0 | -0.095007 | 0 | -0.083395 | 0 | -0.083395 | 0 | 0.6014 | 0.6322 | 0.6014 | 0.6322
267040-Residential Condensor Coil Cleaning Resid SF CZ10 VintAll | 0.087864 | 0.035052 | 0.3564 | 270 | 810 | 0 | 0 | 0.079998 | 0 | 0.079998 | 0 | 0.079998 | 0 | 0.079998 | 0 | 2.2078 | 2.2078 | 2.2078 | 2.2078
267003-High Refrigerant Charge Adjustment (>= ±20% rated charge) Resid SF CZ10 Vint05 | 0.060111 | 0.02398 | 0.134 | 184.719 | 1847.19 | 0 | 0 | -0.095007 | 0 | -0.095007 | 0 | -0.051003 | 0 | -0.051003 | 0 | 0.6014 | 0.73757 | 0.6014 | 0.73757
267040-Residential Condensor Coil Cleaning Resid SF CZ10 VintAll | 0.087864 | 0.035052 | 0.3564 | 270 | 810 | 0 | 0 | 0.079998 | 0 | 0.079998 | 0 | 0.079998 | 0 | 0.079998 | 0 | 2.2078 | 2.2078 | 2.2078 | 2.2078
267040-Residential Condensor Coil Cleaning Resid SF CZ10 VintAll | 0.087864 | 0.035052 | 0.3564 | 270 | 810 | 0 | 0 | 0.079998 | 0 | 0.079998 | 0 | 0.079998 | 0 | 0.079998 | 0 | 2.2078 | 2.2078 | 2.2078 | 2.2078
267002-High Refrigerant Charge Adjustment (>= ±20% rated charge) Resid SF CZ10 Vint04 | 0.036067 | 0.014388 | 0.0804 | 110.8314 | 1108.314 | 0 | 0 | -0.095007 | 0 | -0.095007 | 0 | -0.051003 | 0 | -0.051003 | 0 | 0.6014 | 0.73757 | 0.6014 | 0.73757
267040-Residential Condensor Coil Cleaning Resid SF CZ10 VintAll | 0.087864 | 0.035052 | 0.3564 | 270 | 810 | 0 | 0 | 0.079998 | 0 | 0.079998 | 0 | 0.079998 | 0 | 0.079998 | 0 | 2.2078 | 2.2078 | 2.2078 | 2.2078
267002-High Refrigerant Charge Adjustment (>= ±20% rated charge) Resid SF CZ10 Vint04 | 0.060111 | 0.02398 | 0.134 | 184.719 | 1847.19 | 0 | 0 | -0.095007 | 0 | -0.095007 | 0 | -0.051003 | 0 | -0.051003 | 0 | 0.6014 | 0.73757 | 0.6014 | 0.73757
267040-Residential Condensor Coil Cleaning Resid SF CZ10 VintAll | 0.087864 | 0.035052 | 0.3564 | 270 | 810 | 0 | 0 | 0.079998 | 0 | 0.079998 | 0 | 0.079998 | 0 | 0.079998 | 0 | 2.2078 | 2.2078 | 2.2078 | 2.2078
267010-Duct Sealing (Total Leakage Reduced from 40% of AHU flow to 12%) Resid SF CZ10 Vint04 | 0.05901 | 0.023541 | 0.24097 | 181.333 | 3263.994 | 10.7341 | 193.2138 | 0.086364 | 0.76858 | 0.086364 | 0.76858 | 0.087627 | 0.77982 | 0.087627 | 0.77982 | 3.3407 | 3.4591 | 3.3407 | 3.4591
267009-Duct Sealing (Total Leakage Reduced from 40% of AHU flow to 12%) Resid SF CZ10 Vint03 | 0.15279 | 0.060955 | 0.35417 | 469.528 | 8451.504 | 42.8398 | 771.1164 | 0.1112 | 0.89464 | 0.1112 | 0.89464 | 0.11282 | 0.90765 | 0.11282 | 0.90765 | 5.4223 | 5.7951 | 5.4223 | 5.7951
267012-Duct Sealing (Total Leakage Reduced from 40% of AHU flow to 12%) Resid SF CZ10 Vint01 | 0.022518 | 0.0089831 | 0.16634 | 69.1958 | 1245.5244 | 8.0058 | 144.1042 | 0.049666 | 0.44199 | 0.049666 | 0.44199 | 0.12326 | 1.0969 | 0.12326 | 1.0969 | 1.6749 | 0 | 1.6749 | 0
267012-Duct Sealing (Total Leakage Reduced from 40% of AHU flow to 12%) Resid SF CZ10 Vint01 | 0.022518 | 0.0089831 | 0.16634 | 69.1958 | 1245.5244 | 8.0058 | 144.1042 | 0.049666 | 0.44199 | 0.049666 | 0.44199 | 0.12326 | 1.0969 | 0.12326 | 1.0969 | 1.6749 | 0 | 1.6749 | 0
267010-Duct Sealing (Total Leakage Reduced from 40% of AHU flow to 12%) Resid SF CZ10 Vint04 | 0.05901 | 0.023541 | 0.24097 | 181.333 | 3263.994 | 10.7341 | 193.2138 | 0.086364 | 0.76858 | 0.086364 | 0.76858 | 0.065555 | 0.5834 | 0.065555 | 0.5834 | 3.3407 | 2.136 | 3.3407 | 2.136
267010-Duct Sealing (Total Leakage Reduced from 40% of AHU flow to 12%) Resid SF CZ10 Vint04 | 0.05901 | 0.023541 | 0.24097 | 181.333 | 3263.994 | 10.7341 | 193.2138 | 0.086364 | 0.76858 | 0.086364 | 0.76858 | 0.085205 | 0.75827 | 0.085205 | 0.75827 | 3.3407 | 3.239 | 3.3407 | 3.239
267009-Duct Sealing (Total Leakage Reduced from 40% of AHU flow to 12%) Resid SF CZ10 Vint03 | 0.076397 | 0.030477 | 0.17708 | 234.764 | 4225.752 | 21.4199 | 385.5582 | 0.1112 | 0.89464 | 0.1112 | 0.89464 | 0.10129 | 0.8149 | 0.10129 | 0.8149 | 5.4223 | 3.8893 | 5.4223 | 3.8893
267010-Duct Sealing (Total Leakage Reduced from 40% of AHU flow to 12%) Resid SF CZ10 Vint04 | 0.05901 | 0.023541 | 0.24097 | 181.333 | 3263.994 | 10.7341 | 193.2138 | 0.086364 | 0.76858 | 0.086364 | 0.76858 | 0.060988 | 0.54275 | 0.060988 | 0.54275 | 3.3407 | 1.9794 | 3.3407 | 1.9794
267009-Duct Sealing (Total Leakage Reduced from 40% of AHU flow to 12%) Resid SF CZ10 Vint03 | 0.15279 | 0.060955 | 0.35417 | 469.528 | 8451.504 | 42.8398 | 771.1164 | 0.1112 | 0.89464 | 0.1112 | 0.89464 | 0.10282 | 0.8272 | 0.10282 | 0.8272 | 5.4223 | 4.0667 | 5.4223 | 4.0667
267009-Duct Sealing (Total Leakage Reduced from 40% of AHU flow to 12%) Resid SF CZ10 Vint03 | 0.15279 | 0.060955 | 0.35417 | 469.528 | 8451.504 | 42.8398 | 771.1164 | 0.1112 | 0.89464 | 0.1112 | 0.89464 | 0.10812 | 0.86979 | 0.10812 | 0.86979 | 5.4223 | 4.8292 | 5.4223 | 4.8292
267010-Duct Sealing (Total Leakage Reduced from 40% of AHU flow to 12%) Resid SF CZ10 Vint04 | 0.05901 | 0.023541 | 0.24097 | 181.333 | 3263.994 | 10.7341 | 193.2138 | 0.086364 | 0.76858 | 0.086364 | 0.76858 | 0.073685 | 0.65575 | 0.073685 | 0.65575 | 3.3407 | 2.4863 | 3.3407 | 2.4863
267009-Duct Sealing (Total Leakage Reduced from 40% of AHU flow to 12%) Resid SF CZ10 Vint03 | 0.076397 | 0.030477 | 0.17708 | 234.764 | 4225.752 | 21.4199 | 385.5582 | 0.1112 | 0.89464 | 0.1112 | 0.89464 | 0.10106 | 0.81301 | 0.10106 | 0.81301 | 5.4223 | 3.8634 | 5.4223 | 3.8634
267009-Duct Sealing (Total Leakage Reduced from 40% of AHU flow to 12%) Resid SF CZ10 Vint03 | 0.076397 | 0.030477 | 0.17708 | 234.764 | 4225.752 | 21.4199 | 385.5582 | 0.1112 | 0.89464 | 0.1112 | 0.89464 | 0.1011 | 0.81339 | 0.1011 | 0.81339 | 5.4223 | 3.8685 | 5.4223 | 3.8685
267009-Duct Sealing (Total Leakage Reduced from 40% of AHU flow to 12%) Resid SF CZ10 Vint03 | 0.15279 | 0.060955 | 0.35417 | 469.528 | 8451.504 | 42.8398 | 771.1164 | 0.1112 | 0.89464 | 0.1112 | 0.89464 | 0.10753 | 0.86506 | 0.10753 | 0.86506 | 5.4223 | 4.7307 | 5.4223 | 4.7307
267009-Duct Sealing (Total Leakage Reduced from 40% of AHU flow to 12%) Resid SF CZ10 Vint03 | 0.15279 | 0.060955 | 0.35417 | 469.528 | 8451.504 | 42.8398 | 771.1164 | 0.1112 | 0.89464 | 0.1112 | 0.89464 | 0.10929 | 0.87926 | 0.10929 | 0.87926 | 5.4223 | 5.0392 | 5.4223 | 5.0392
267010-Duct Sealing (Total Leakage Reduced from 40% of AHU flow to 12%) Resid SF CZ10 Vint04 | 0.05901 | 0.023541 | 0.24097 | 181.333 | 3263.994 | 10.7341 | 193.2138 | 0.086364 | 0.76858 | 0.086364 | 0.76858 | 0.067908 | 0.60433 | 0.067908 | 0.60433 | 3.3407 | 2.2268 | 3.3407 | 2.2268
267010-Duct Sealing (Total Leakage Reduced from 40% of AHU flow to 12%) Resid SF CZ10 Vint04 | 0.11802 | 0.047082 | 0.48193 | 362.666 | 6527.988 | 21.4682 | 386.4276 | 0.086364 | 0.76858 | 0.086364 | 0.76858 | 0.080016 | 0.71209 | 0.080016 | 0.71209 | 3.3407 | 2.8503 | 3.3407 | 2.8503
267010-Duct Sealing (Total Leakage Reduced from 40% of AHU flow to 12%) Resid SF CZ10 Vint04 | 0.05901 | 0.023541 | 0.24097 | 181.333 | 3263.994 | 10.7341 | 193.2138 | 0.086364 | 0.76858 | 0.086364 | 0.76858 | 0.071367 | 0.63512 | 0.071367 | 0.63512 | 3.3407 | 2.3753 | 3.3407 | 2.3753
267009-Duct Sealing (Total Leakage Reduced from 40% of AHU flow to 12%) Resid SF CZ10 Vint03 | 0.076397 | 0.030477 | 0.17708 | 234.764 | 4225.752 | 21.4199 | 385.5582 | 0.1112 | 0.89464 | 0.1112 | 0.89464 | 0.093998 | 0.75622 | 0.093998 | 0.75622 | 5.4223 | 3.2195 | 5.4223 | 3.2195
267010-Duct Sealing (Total Leakage Reduced from 40% of AHU flow to 12%) Resid SF CZ10 Vint04 | 0.05901 | 0.023541 | 0.24097 | 181.333 | 3263.994 | 10.7341 | 193.2138 | 0.086364 | 0.76858 | 0.086364 | 0.76858 | 0.060988 | 0.54275 | 0.060988 | 0.54275 | 3.3407 | 1.9794 | 3.3407 | 1.9794
267009-Duct Sealing (Total Leakage Reduced from 40% of AHU flow to 12%) Resid SF CZ10 Vint03 | 0.076397 | 0.030477 | 0.17708 | 234.764 | 4225.752 | 21.4199 | 385.5582 | 0.1112 | 0.89464 | 0.1112 | 0.89464 | 0.098704 | 0.79408 | 0.098704 | 0.79408 | 5.4223 | 3.6219 | 5.4223 | 3.6219
267010-Duct Sealing (Total Leakage Reduced from 40% of AHU flow to 12%) Resid SF CZ10 Vint04 | 0.05901 | 0.023541 | 0.24097 | 181.333 | 3263.994 | 10.7341 | 193.2138 | 0.086364 | 0.76858 | 0.086364 | 0.76858 | 0.060988 | 0.54275 | 0.060988 | 0.54275 | 3.3407 | 1.9794 | 3.3407 | 1.9794
267011-Duct Sealing (Total Leakage Reduced from 40% of AHU flow to 12%) Resid SF CZ10 Vint05 | 0.039297 | 0.015677 | 0.19991 | 120.757 | 2173.626 | 8.8173 | 158.7116 | 0.07317 | 0.65116 | 0.07317 | 0.65116 | 0.12326 | 1.0969 | 0.12326 | 1.0969 | 2.4607 | 0 | 2.4607 | 0
267009-Duct Sealing (Total Leakage Reduced from 40% of AHU flow to 12%) Resid SF CZ10 Vint03 | 0.22919 | 0.091432 | 0.53126 | 704.292 | 12677.256 | 64.2597 | 1156.6746 | 0.1112 | 0.89464 | 0.1112 | 0.89464 | 0.10812 | 0.86979 | 0.10812 | 0.86979 | 5.4223 | 4.8292 | 5.4223 | 4.8292
267012-Duct Sealing (Total Leakage Reduced from 40% of AHU flow to 12%) Resid SF CZ10 Vint01 | 0.045036 | 0.017966 | 0.33269 | 138.3916 | 2491.0488 | 16.0116 | 288.2084 | 0.049666 | 0.44199 | 0.049666 | 0.44199 | 0.12326 | 1.0969 | 0.12326 | 1.0969 | 1.6749 | 0 | 1.6749 | 0
267010-Duct Sealing (Total Leakage Reduced from 40% of AHU flow to 12%) Resid SF CZ10 Vint04 | 0.05901 | 0.023541 | 0.24097 | 181.333 | 3263.994 | 10.7341 | 193.2138 | 0.086364 | 0.76858 | 0.086364 | 0.76858 | 0.080881 | 0.71979 | 0.080881 | 0.71979 | 3.3407 | 2.9085 | 3.3407 | 2.9085
267012-Duct Sealing (Total Leakage Reduced from 40% of AHU flow to 12%) Resid SF CZ10 Vint01 | 0.022518 | 0.0089831 | 0.16634 | 69.1958 | 1245.5244 | 8.0058 | 144.1042 | 0.049666 | 0.44199 | 0.049666 | 0.44199 | 0.12326 | 1.0969 | 0.12326 | 1.0969 | 1.6749 | 0 | 1.6749 | 0
267012-Duct Sealing (Total Leakage Reduced from 40% of AHU flow to 12%) Resid SF CZ10 Vint01 | 0.022518 | 0.0089831 | 0.16634 | 69.1958 | 1245.5244 | 8.0058 | 144.1042 | 0.049666 | 0.44199 | 0.049666 | 0.44199 | 0.12326 | 1.0969 | 0.12326 | 1.0969 | 1.6749 | 0 | 1.6749 | 0
267010-Duct Sealing (Total Leakage Reduced from 40% of AHU flow to 12%) Resid SF CZ10 Vint04 | 0.05901 | 0.023541 | 0.24097 | 181.333 | 3263.994 | 10.7341 | 193.2138 | 0.086364 | 0.76858 | 0.086364 | 0.76858 | 0.069291 | 0.61665 | 0.069291 | 0.61665 | 3.3407 | 2.2839 | 3.3407 | 2.2839
267011-Duct Sealing (Total Leakage Reduced from 40% of AHU flow to 12%) Resid SF CZ10 Vint05 | 0.039297 | 0.015677 | 0.19991 | 120.757 | 2173.626 | 8.8173 | 158.7116 | 0.07317 | 0.65116 | 0.07317 | 0.65116 | 0.12326 | 1.0969 | 0.12326 | 1.0969 | 2.4607 | 0 | 2.4607 | 0
267010-Duct Sealing (Total Leakage Reduced from 40% of AHU flow to 12%) Resid SF CZ10 Vint04 | 0.05901 | 0.023541 | 0.24097 | 181.333 | 3263.994 | 10.7341 | 193.2138 | 0.086364 | 0.76858 | 0.086364 | 0.76858 | 0.074135 | 0.65975 | 0.074135 | 0.65975 | 3.3407 | 2.5091 | 3.3407 | 2.5091
267009-Duct Sealing (Total Leakage Reduced from 40% of AHU flow to 12%) Resid SF CZ10 Vint03 | 0.076397 | 0.030477 | 0.17708 | 234.764 | 4225.752 | 21.4199 | 385.5582 | 0.1112 | 0.89464 | 0.1112 | 0.89464 | 0.095363 | 0.7672 | 0.095363 | 0.7672 | 5.4223 | 3.3267 | 5.4223 | 3.3267
267009-Duct Sealing (Total Leakage Reduced from 40% of AHU flow to 12%) Resid SF CZ10 Vint03 | 0.076397 | 0.030477 | 0.17708 | 234.764 | 4225.752 | 21.4199 | 385.5582 | 0.1112 | 0.89464 | 0.1112 | 0.89464 | 0.10294 | 0.82815 | 0.10294 | 0.82815 | 5.4223 | 4.081 | 5.4223 | 4.081
267009-Duct Sealing (Total Leakage Reduced from 40% of AHU flow to 12%) Resid SF CZ10 Vint03 | 0.076397 | 0.030477 | 0.17708 | 234.764 | 4225.752 | 21.4199 | 385.5582 | 0.1112 | 0.89464 | 0.1112 | 0.89464 | 0.098704 | 0.79408 | 0.098704 | 0.79408 | 5.4223 | 3.6219 | 5.4223 | 3.6219
267011-Duct Sealing (Total Leakage Reduced from 40% of AHU flow to 12%) Resid SF CZ10 Vint05 | 0.039297 | 0.015677 | 0.19991 | 120.757 | 2173.626 | 8.8173 | 158.7116 | 0.07317 | 0.65116 | 0.07317 | 0.65116 | 0.12326 | 1.0969 | 0.12326 | 1.0969 | 2.4607 | 0 | 2.4607 | 0
267010-Duct Sealing (Total Leakage Reduced from 40% of AHU flow to 12%) Resid SF CZ10 Vint04 | 0.05901 | 0.023541 | 0.24097 | 181.333 | 3263.994 | 10.7341 | 193.2138 | 0.086364 | 0.76858 | 0.086364 | 0.76858 | 0.057529 | 0.51197 | 0.057529 | 0.51197 | 3.3407 | 1.8752 | 3.3407 | 1.8752
267010-Duct Sealing (Total Leakage Reduced from 40% of AHU flow to 12%) Resid SF CZ10 Vint04 | 0.05901 | 0.023541 | 0.24097 | 181.333 | 3263.994 | 10.7341 | 193.2138 | 0.086364 | 0.76858 | 0.086364 | 0.76858 | 0.064448 | 0.57354 | 0.064448 | 0.57354 | 3.3407 | 2.0958 | 3.3407 | 2.0958
267009-Duct Sealing (Total Leakage Reduced from 40% of AHU flow to 12%) Resid SF CZ10 Vint03 | 0.076397 | 0.030477 | 0.17708 | 234.764 | 4225.752 | 21.4199 | 385.5582 | 0.1112 | 0.89464 | 0.1112 | 0.89464 | 0.10106 | 0.81301 | 0.10106 | 0.81301 | 5.4223 | 3.8634 | 5.4223 | 3.8634
267010-Duct Sealing (Total Leakage Reduced from 40% of AHU flow to 12%) Resid SF CZ10 Vint04 | 0.05901 | 0.023541 | 0.24097 | 181.333 | 3263.994 | 10.7341 | 193.2138 | 0.086364 | 0.76858 | 0.086364 | 0.76858 | 0.057529 | 0.51197 | 0.057529 | 0.51197 | 3.3407 | 1.8752 | 3.3407 | 1.8752
267009-Duct Sealing (Total Leakage Reduced from 40% of AHU flow to 12%) Resid SF CZ10 Vint03 | 0.15279 | 0.060955 | 0.35417 | 469.528 | 8451.504 | 42.8398 | 771.1164 | 0.1112 | 0.89464 | 0.1112 | 0.89464 | 0.10694 | 0.86033 | 0.10694 | 0.86033 | 5.4223 | 4.6361 | 5.4223 | 4.6361
267009-Duct Sealing (Total Leakage Reduced from 40% of AHU flow to 12%) Resid SF CZ10 Vint03 | 0.15279 | 0.060955 | 0.35417 | 469.528 | 8451.504 | 42.8398 | 771.1164 | 0.1112 | 0.89464 | 0.1112 | 0.89464 | 0.10165 | 0.81774 | 0.10165 | 0.81774 | 5.4223 | 3.9289 | 5.4223 | 3.9289
267009-Duct Sealing (Total Leakage Reduced from 40% of AHU flow to 12%) Resid SF CZ10 Vint03 | 0.15279 | 0.060955 | 0.35417 | 469.528 | 8451.504 | 42.8398 | 771.1164 | 0.1112 | 0.89464 | 0.1112 | 0.89464 | 0.10165 | 0.81774 | 0.10165 | 0.81774 | 5.4223 | 3.9289 | 5.4223 | 3.9289
267010-Duct Sealing (Total Leakage Reduced from 40% of AHU flow to 12%) Resid SF CZ10 Vint04 | 0.05901 | 0.023541 | 0.24097 | 181.333 | 3263.994 | 10.7341 | 193.2138 | 0.086364 | 0.76858 | 0.086364 | 0.76858 | 0.055799 | 0.49657 | 0.055799 | 0.49657 | 3.3407 | 1.8271 | 3.3407 | 1.8271
267012-Duct Sealing (Total Leakage Reduced from 40% of AHU flow to 12%) Resid SF CZ10 Vint01 | 0.045036 | 0.017966 | 0.33269 | 138.3916 | 2491.0488 | 16.0116 | 288.2084 | 0.049666 | 0.44199 | 0.049666 | 0.44199 | 0.12326 | 1.0969 | 0.12326 | 1.0969 | 1.6749 | 0 | 1.6749 | 0
267011-Duct Sealing (Total Leakage Reduced from 40% of AHU flow to 12%) Resid SF CZ10 Vint05 | 0.078594 | 0.031354 | 0.39983 | 241.514 | 4347.252 | 17.6346 | 317.4232 | 0.07317 | 0.65116 | 0.07317 | 0.65116 | 0.12326 | 1.0969 | 0.12326 | 1.0969 | 2.4607 | 0 | 2.4607 | 0
267010-Duct Sealing (Total Leakage Reduced from 40% of AHU flow to 12%) Resid SF CZ10 Vint04 | 0.11802 | 0.047082 | 0.48193 | 362.666 | 6527.988 | 21.4682 | 386.4276 | 0.086364 | 0.76858 | 0.086364 | 0.76858 | 0.082611 | 0.73518 | 0.082611 | 0.73518 | 3.3407 | 3.0322 | 3.3407 | 3.0322
267012-Duct Sealing (Total Leakage Reduced from 40% of AHU flow to 12%) Resid SF CZ10 Vint01 | 0.045036 | 0.017966 | 0.33269 | 138.3916 | 2491.0488 | 16.0116 | 288.2084 | 0.049666 | 0.44199 | 0.049666 | 0.44199 | 0.12326 | 1.0969 | 0.12326 | 1.0969 | 1.6749 | 0 | 1.6749 | 0
267010-Duct Sealing (Total Leakage Reduced from 40% of AHU flow to 12%) Resid SF CZ10 Vint04 | 0.11802 | 0.047082 | 0.48193 | 362.666 | 6527.988 | 21.4682 | 386.4276 | 0.086364 | 0.76858 | 0.086364 | 0.76858 | 0.086935 | 0.77367 | 0.086935 | 0.77367 | 3.3407 | 3.3932 | 3.3407 | 3.3932
267010-Duct Sealing (Total Leakage Reduced from 40% of AHU flow to 12%) Resid SF CZ10 Vint04 | 0.05901 | 0.023541 | 0.24097 | 181.333 | 3263.994 | 10.7341 | 193.2138 | 0.086364 | 0.76858 | 0.086364 | 0.76858 | 0.060988 | 0.54275 | 0.060988 | 0.54275 | 3.3407 | 1.9794 | 3.3407 | 1.9794
267010-Duct Sealing (Total Leakage Reduced from 40% of AHU flow to 12%) Resid SF CZ10 Vint04 | 0.11802 | 0.047082 | 0.48193 | 362.666 | 6527.988 | 21.4682 | 386.4276 | 0.086364 | 0.76858 | 0.086364 | 0.76858 | 0.086935 | 0.77367 | 0.086935 | 0.77367 | 3.3407 | 3.3932 | 3.3407 | 3.3932
267009-Duct Sealing (Total Leakage Reduced from 40% of AHU flow to 12%) Resid SF CZ10 Vint03 | 0.076397 | 0.030477 | 0.17708 | 234.764 | 4225.752 | 21.4199 | 385.5582 | 0.1112 | 0.89464 | 0.1112 | 0.89464 | 0.093998 | 0.75622 | 0.093998 | 0.75622 | 5.4223 | 3.2195 | 5.4223 | 3.2195
267011-Duct Sealing (Total Leakage Reduced from 40% of AHU flow to 12%) Resid SF CZ10 Vint05 | 0.039297 | 0.015677 | 0.19991 | 120.757 | 2173.626 | 8.8173 | 158.7116 | 0.07317 | 0.65116 | 0.07317 | 0.65116 | 0.12326 | 1.0969 | 0.12326 | 1.0969 | 2.4607 | 0 | 2.4607 | 0
267010-Duct Sealing (Total Leakage Reduced from 40% of AHU flow to 12%) Resid SF CZ10 Vint04 | 0.11802 | 0.047082 | 0.48193 | 362.666 | 6527.988 | 21.4682 | 386.4276 | 0.086364 | 0.76858 | 0.086364 | 0.76858 | 0.088665 | 0.78906 | 0.088665 | 0.78906 | 3.3407 | 3.5629 | 3.3407 | 3.5629
267009-Duct Sealing (Total Leakage Reduced from 40% of AHU flow to 12%) Resid SF CZ10 Vint03 | 0.15279 | 0.060955 | 0.35417 | 469.528 | 8451.504 | 42.8398 | 771.1164 | 0.1112 | 0.89464 | 0.1112 | 0.89464 | 0.1121 | 0.90188 | 0.1121 | 0.90188 | 5.4223 | 5.6236 | 5.4223 | 5.6236
267009-Duct Sealing (Total Leakage Reduced from 40% of AHU flow to 12%) Resid SF CZ10 Vint03 | 0.076397 | 0.030477 | 0.17708 | 234.764 | 4225.752 | 21.4199 | 385.5582 | 0.1112 | 0.89464 | 0.1112 | 0.89464 | 0.10929 | 0.87926 | 0.10929 | 0.87926 | 5.4223 | 5.0392 | 5.4223 | 5.0392
267009-Duct Sealing (Total Leakage Reduced from 40% of AHU flow to 12%) Resid SF CZ10 Vint03 | 0.076397 | 0.030477 | 0.17708 | 234.764 | 4225.752 | 21.4199 | 385.5582 | 0.1112 | 0.89464 | 0.1112 | 0.89464 | 0.10341 | 0.83194 | 0.10341 | 0.83194 | 5.4223 | 4.1393 | 5.4223 | 4.1393
267011-Duct Sealing (Total Leakage Reduced from 40% of AHU flow to 12%) Resid SF CZ10 Vint05 | 0.039297 | 0.015677 | 0.19991 | 120.757 | 2173.626 | 8.8173 | 158.7116 | 0.07317 | 0.65116 | 0.07317 | 0.65116 | 0.12326 | 1.0969 | 0.12326 | 1.0969 | 2.4607 | 0 | 2.4607 | 0
267010-Duct Sealing (Total Leakage Reduced from 40% of AHU flow to 12%) Resid SF CZ10 Vint04 | 0.05901 | 0.023541 | 0.24097 | 181.333 | 3263.994 | 10.7341 | 193.2138 | 0.086364 | 0.76858 | 0.086364 | 0.76858 | 0.060988 | 0.54275 | 0.060988 | 0.54275 | 3.3407 | 1.9794 | 3.3407 | 1.9794
267010-Duct Sealing (Total Leakage Reduced from 40% of AHU flow to 12%) Resid SF CZ10 Vint04 | 0.05901 | 0.023541 | 0.24097 | 181.333 | 3263.994 | 10.7341 | 193.2138 | 0.086364 | 0.76858 | 0.086364 | 0.76858 | 0.067908 | 0.60433 | 0.067908 | 0.60433 | 3.3407 | 2.2268 | 3.3407 | 2.2268
267010-Duct Sealing (Total Leakage Reduced from 40% of AHU flow to 12%) Resid SF CZ10 Vint04 | 0.05901 | 0.023541 | 0.24097 | 181.333 | 3263.994 | 10.7341 | 193.2138 | 0.086364 | 0.76858 | 0.086364 | 0.76858 | 0.078286 | 0.6967 | 0.078286 | 0.6967 | 3.3407 | 2.7407 | 3.3407 | 2.7407
267010-Duct Sealing (Total Leakage Reduced from 40% of AHU flow to 12%) Resid SF CZ10 Vint04 | 0.17703 | 0.070623 | 0.7229 | 543.999 | 9791.982 | 32.2023 | 579.6414 | 0.086364 | 0.76858 | 0.086364 | 0.76858 | 0.084629 | 0.75314 | 0.084629 | 0.75314 | 3.3407 | 3.1906 | 3.3407 | 3.1906
267009-Duct Sealing (Total Leakage Reduced from 40% of AHU flow to 12%) Resid SF CZ10 Vint03 | 0.076397 | 0.030477 | 0.17708 | 234.764 | 4225.752 | 21.4199 | 385.5582 | 0.1112 | 0.89464 | 0.1112 | 0.89464 | 0.099881 | 0.80354 | 0.099881 | 0.80354 | 5.4223 | 3.7388 | 5.4223 | 3.7388
267010-Duct Sealing (Total Leakage Reduced from 40% of AHU flow to 12%) Resid SF CZ10 Vint04 | 0.05901 | 0.023541 | 0.24097 | 181.333 | 3263.994 | 10.7341 | 193.2138 | 0.086364 | 0.76858 | 0.086364 | 0.76858 | 0.071367 | 0.63512 | 0.071367 | 0.63512 | 3.3407 | 2.3753 | 3.3407 | 2.3753
267009-Duct Sealing (Total Leakage Reduced from 40% of AHU flow to 12%) Resid SF CZ10 Vint03 | 0.076397 | 0.030477 | 0.17708 | 234.764 | 4225.752 | 21.4199 | 385.5582 | 0.1112 | 0.89464 | 0.1112 | 0.89464 | 0.096351 | 0.77515 | 0.096351 | 0.77515 | 5.4223 | 3.4089 | 5.4223 | 3.4089
267009-Duct Sealing (Total Leakage Reduced from 40% of AHU flow to 12%) Resid SF CZ10 Vint03 | 0.076397 | 0.030477 | 0.17708 | 234.764 | 4225.752 | 21.4199 | 385.5582 | 0.1112 | 0.89464 | 0.1112 | 0.89464 | 0.10341 | 0.83194 | 0.10341 | 0.83194 | 5.4223 | 4.1393 | 5.4223 | 4.1393
267011-Duct Sealing (Total Leakage Reduced from 40% of AHU flow to 12%) Resid SF CZ10 Vint05 | 0.039297 | 0.015677 | 0.19991 | 120.757 | 2173.626 | 8.8173 | 158.7116 | 0.07317 | 0.65116 | 0.07317 | 0.65116 | 0.12326 | 1.0969 | 0.12326 | 1.0969 | 2.4607 | 0 | 2.4607 | 0
267010-Duct Sealing (Total Leakage Reduced from 40% of AHU flow to 12%) Resid SF CZ10 Vint04 | 0.05901 | 0.023541 | 0.24097 | 181.333 | 3263.994 | 10.7341 | 193.2138 | 0.086364 | 0.76858 | 0.086364 | 0.76858 | 0.05829 | 0.51874 | 0.05829 | 0.51874 | 3.3407 | 1.8972 | 3.3407 | 1.8972
267011-Duct Sealing (Total Leakage Reduced from 40% of AHU flow to 12%) Resid SF CZ10 Vint05 | 0.11789 | 0.04703 | 0.59974 | 362.271 | 6520.878 | 26.4519 | 476.1347 | 0.07317 | 0.65116 | 0.07317 | 0.65116 | 0.12326 | 1.0969 | 0.12326 | 1.0969 | 2.4607 | 0 | 2.4607 | 0
267010-Duct Sealing (Total Leakage Reduced from 40% of AHU flow to 12%) Resid SF CZ10 Vint04 | 0.05901 | 0.023541 | 0.24097 | 181.333 | 3263.994 | 10.7341 | 193.2138 | 0.086364 | 0.76858 | 0.086364 | 0.76858 | 0.071367 | 0.63512 | 0.071367 | 0.63512 | 3.3407 | 2.3753 | 3.3407 | 2.3753
267010-Duct Sealing (Total Leakage Reduced from 40% of AHU flow to 12%) Resid SF CZ10 Vint04 | 0.05901 | 0.023541 | 0.24097 | 181.333 | 3263.994 | 10.7341 | 193.2138 | 0.086364 | 0.76858 | 0.086364 | 0.76858 | 0.064448 | 0.57354 | 0.064448 | 0.57354 | 3.3407 | 2.0958 | 3.3407 | 2.0958
267009-Duct Sealing (Total Leakage Reduced from 40% of AHU flow to 12%) Resid SF CZ10 Vint03 | 0.076397 | 0.030477 | 0.17708 | 234.764 | 4225.752 | 21.4199 | 385.5582 | 0.1112 | 0.89464 | 0.1112 | 0.89464 | 0.10576 | 0.85086 | 0.10576 | 0.85086 | 5.4223 | 4.4577 | 5.4223 | 4.4577
267011-Duct Sealing (Total Leakage Reduced from 40% of AHU flow to 12%) Resid SF CZ10 Vint05 | 0.039297 | 0.015677 | 0.19991 | 120.757 | 2173.626 | 8.8173 | 158.7116 | 0.07317 | 0.65116 | 0.07317 | 0.65116 | 0.12326 | 1.0969 | 0.12326 | 1.0969 | 2.4607 | 0 | 2.4607 | 0
267011-Duct Sealing (Total Leakage Reduced from 40% of AHU flow to 12%) Resid SF CZ10 Vint05 | 0 | 0 | 0 | 0 | 0 | 0 | 0 | 0 | 0 | 0 | 0 | 0 | 0 | 0 | 0 | 0 | 0 | 0 | 0
267009-Duct Sealing (Total Leakage Reduced from 40% of AHU flow to 12%) Resid SF CZ10 Vint03 | 0.076397 | 0.030477 | 0.17708 | 234.764 | 4225.752 | 21.4199 | 385.5582 | 0.1112 | 0.89464 | 0.1112 | 0.89464 | 0.097528 | 0.78461 | 0.097528 | 0.78461 | 5.4223 | 3.5122 | 5.4223 | 3.5122
267011-Duct Sealing (Total Leakage Reduced from 40% of AHU flow to 12%) Resid SF CZ10 Vint05 | 0.039297 | 0.015677 | 0.19991 | 120.757 | 2173.626 | 8.8173 | 158.7116 | 0.07317 | 0.65116 | 0.07317 | 0.65116 | 0.12326 | 1.0969 | 0.12326 | 1.0969 | 2.4607 | 0 | 2.4607 | 0
267010-Duct Sealing (Total Leakage Reduced from 40% of AHU flow to 12%) Resid SF CZ10 Vint04 | 0.05901 | 0.023541 | 0.24097 | 181.333 | 3263.994 | 10.7341 | 193.2138 | 0.086364 | 0.76858 | 0.086364 | 0.76858 | 0.060988 | 0.54275 | 0.060988 | 0.54275 | 3.3407 | 1.9794 | 3.3407 | 1.9794
267010-Duct Sealing (Total Leakage Reduced from 40% of AHU flow to 12%) Resid SF CZ10 Vint04 | 0.05901 | 0.023541 | 0.24097 | 181.333 | 3263.994 | 10.7341 | 193.2138 | 0.086364 | 0.76858 | 0.086364 | 0.76858 | 0.078286 | 0.6967 | 0.078286 | 0.6967 | 3.3407 | 2.7407 | 3.3407 | 2.7407
267009-Duct Sealing (Total Leakage Reduced from 40% of AHU flow to 12%) Resid SF CZ10 Vint03 | 0.076397 | 0.030477 | 0.17708 | 234.764 | 4225.752 | 21.4199 | 385.5582 | 0.1112 | 0.89464 | 0.1112 | 0.89464 | 0.10012 | 0.80544 | 0.10012 | 0.80544 | 5.4223 | 3.763 | 5.4223 | 3.763
267009-Duct Sealing (Total Leakage Reduced from 40% of AHU flow to 12%) Resid SF CZ10 Vint03 | 0.076397 | 0.030477 | 0.17708 | 234.764 | 4225.752 | 21.4199 | 385.5582 | 0.1112 | 0.89464 | 0.1112 | 0.89464 | 0.10459 | 0.8414 | 0.10459 | 0.8414 | 5.4223 | 4.2926 | 5.4223 | 4.2926
267010-Duct Sealing (Total Leakage Reduced from 40% of AHU flow to 12%) Resid SF CZ10 Vint04 | 0 | 0 | 0 | 0 | 0 | 0 | 0 | 0 | 0 | 0 | 0 | 0 | 0 | 0 | 0 | 0 | 0 | 0 | 0
267010-Duct Sealing (Total Leakage Reduced from 40% of AHU flow to 12%) Resid SF CZ10 Vint04 | 0.05901 | 0.023541 | 0.24097 | 181.333 | 3263.994 | 10.7341 | 193.2138 | 0.086364 | 0.76858 | 0.086364 | 0.76858 | 0.071367 | 0.63512 | 0.071367 | 0.63512 | 3.3407 | 2.3753 | 3.3407 | 2.3753
267009-Duct Sealing (Total Leakage Reduced from 40% of AHU flow to 12%) Resid SF CZ10 Vint03 | 0.076397 | 0.030477 | 0.17708 | 234.764 | 4225.752 | 21.4199 | 385.5582 | 0.1112 | 0.89464 | 0.1112 | 0.89464 | 0.093998 | 0.75622 | 0.093998 | 0.75622 | 5.4223 | 3.2195 | 5.4223 | 3.2195
267011-Duct Sealing (Total Leakage Reduced from 40% of AHU flow to 12%) Resid SF CZ10 Vint05 | 0.078594 | 0.031354 | 0.39983 | 241.514 | 4347.252 | 17.6346 | 317.4232 | 0.07317 | 0.65116 | 0.07317 | 0.65116 | 0.12326 | 1.0969 | 0.12326 | 1.0969 | 2.4607 | 0 | 2.4607 | 0
267010-Duct Sealing (Total Leakage Reduced from 40% of AHU flow to 12%) Resid SF CZ10 Vint04 | 0.05901 | 0.023541 | 0.24097 | 181.333 | 3263.994 | 10.7341 | 193.2138 | 0.086364 | 0.76858 | 0.086364 | 0.76858 | 0.073097 | 0.65051 | 0.073097 | 0.65051 | 3.3407 | 2.4572 | 3.3407 | 2.4572
267009-Duct Sealing (Total Leakage Reduced from 40% of AHU flow to 12%) Resid SF CZ10 Vint03 | 0.076397 | 0.030477 | 0.17708 | 234.764 | 4225.752 | 21.4199 | 385.5582 | 0.1112 | 0.89464 | 0.1112 | 0.89464 | 0.096351 | 0.77515 | 0.096351 | 0.77515 | 5.4223 | 3.4089 | 5.4223 | 3.4089
267010-Duct Sealing (Total Leakage Reduced from 40% of AHU flow to 12%) Resid SF CZ10 Vint04 | 0.05901 | 0.023541 | 0.24097 | 181.333 | 3263.994 | 10.7341 | 193.2138 | 0.086364 | 0.76858 | 0.086364 | 0.76858 | 0.059155 | 0.52644 | 0.059155 | 0.52644 | 3.3407 | 1.9228 | 3.3407 | 1.9228
267009-Duct Sealing (Total Leakage Reduced from 40% of AHU flow to 12%) Resid SF CZ10 Vint03 | 0.076397 | 0.030477 | 0.17708 | 234.764 | 4225.752 | 21.4199 | 385.5582 | 0.1112 | 0.89464 | 0.1112 | 0.89464 | 0.10812 | 0.86979 | 0.10812 | 0.86979 | 5.4223 | 4.8292 | 5.4223 | 4.8292
267011-Duct Sealing (Total Leakage Reduced from 40% of AHU flow to 12%) Resid SF CZ10 Vint05 | 0.039297 | 0.015677 | 0.19991 | 120.757 | 2173.626 | 8.8173 | 158.7116 | 0.07317 | 0.65116 | 0.07317 | 0.65116 | 0.12326 | 1.0969 | 0.12326 | 1.0969 | 2.4607 | 0 | 2.4607 | 0
267009-Duct Sealing (Total Leakage Reduced from 40% of AHU flow to 12%) Resid SF CZ10 Vint03 | 0.076397 | 0.030477 | 0.17708 | 234.764 | 4225.752 | 21.4199 | 385.5582 | 0.1112 | 0.89464 | 0.1112 | 0.89464 | 0.10812 | 0.86979 | 0.10812 | 0.86979 | 5.4223 | 4.8292 | 5.4223 | 4.8292
267010-Duct Sealing (Total Leakage Reduced from 40% of AHU flow to 12%) Resid SF CZ10 Vint04 | 0.05901 | 0.023541 | 0.24097 | 181.333 | 3263.994 | 10.7341 | 193.2138 | 0.086364 | 0.76858 | 0.086364 | 0.76858 | 0.059501 | 0.52952 | 0.059501 | 0.52952 | 3.3407 | 1.9332 | 3.3407 | 1.9332
267009-Duct Sealing (Total Leakage Reduced from 40% of AHU flow to 12%) Resid SF CZ10 Vint03 | 0.076397 | 0.030477 | 0.17708 | 234.764 | 4225.752 | 21.4199 | 385.5582 | 0.1112 | 0.89464 | 0.1112 | 0.89464 | 0.094704 | 0.7619 | 0.094704 | 0.7619 | 5.4223 | 3.2741 | 5.4223 | 3.2741
267010-Duct Sealing (Total Leakage Reduced from 40% of AHU flow to 12%) Resid SF CZ10 Vint04 | 0.11802 | 0.047082 | 0.48193 | 362.666 | 6527.988 | 21.4682 | 386.4276 | 0.086364 | 0.76858 | 0.086364 | 0.76858 | 0.08486 | 0.75519 | 0.08486 | 0.75519 | 3.3407 | 3.2098 | 3.3407 | 3.2098
267009-Duct Sealing (Total Leakage Reduced from 40% of AHU flow to 12%) Resid SF CZ10 Vint03 | 0.15279 | 0.060955 | 0.35417 | 469.528 | 8451.504 | 42.8398 | 771.1164 | 0.1112 | 0.89464 | 0.1112 | 0.89464 | 0.11164 | 0.89819 | 0.11164 | 0.89819 | 5.4223 | 5.5191 | 5.4223 | 5.5191
267010-Duct Sealing (Total Leakage Reduced from 40% of AHU flow to 12%) Resid SF CZ10 Vint04 | 0.05901 | 0.023541 | 0.24097 | 181.333 | 3263.994 | 10.7341 | 193.2138 | 0.086364 | 0.76858 | 0.086364 | 0.76858 | 0.062026 | 0.55199 | 0.062026 | 0.55199 | 3.3407 | 2.0129 | 3.3407 | 2.0129
267009-Duct Sealing (Total Leakage Reduced from 40% of AHU flow to 12%) Resid SF CZ10 Vint03 | 0.076397 | 0.030477 | 0.17708 | 234.764 | 4225.752 | 21.4199 | 385.5582 | 0.1112 | 0.89464 | 0.1112 | 0.89464 | 0.10812 | 0.86979 | 0.10812 | 0.86979 | 5.4223 | 4.8292 | 5.4223 | 4.8292
267009-Duct Sealing (Total Leakage Reduced from 40% of AHU flow to 12%) Resid SF CZ10 Vint03 | 0.076397 | 0.030477 | 0.17708 | 234.764 | 4225.752 | 21.4199 | 385.5582 | 0.1112 | 0.89464 | 0.1112 | 0.89464 | 0.098704 | 0.79408 | 0.098704 | 0.79408 | 5.4223 | 3.6219 | 5.4223 | 3.6219
267009-Duct Sealing (Total Leakage Reduced from 40% of AHU flow to 12%) Resid SF CZ10 Vint03 | 0.076397 | 0.030477 | 0.17708 | 234.764 | 4225.752 | 21.4199 | 385.5582 | 0.1112 | 0.89464 | 0.1112 | 0.89464 | 0.10341 | 0.83194 | 0.10341 | 0.83194 | 5.4223 | 4.1393 | 5.4223 | 4.1393
267020-Economizer Repair Com All CZ07 Vint05 | 2.1478 | 0.85682 | 0.0345 | 6600 | 19800 | 0 | 0 | 0.086496 | 0 | 0.086496 | 0 | 0.087073 | 0 | 0.087073 | 0 | 3.551 | 3.6125 | 3.551 | 3.6125
267020-Economizer Repair Com All CZ07 Vint05 | 2.1478 | 0.85682 | 0.0345 | 6600 | 19800 | 0 | 0 | 0.086496 | 0 | 0.086496 | 0 | 0.087073 | 0 | 0.087073 | 0 | 3.551 | 3.6125 | 3.551 | 3.6125
267020-Economizer Repair Com All CZ07 Vint05 | 2.1478 | 0.85682 | 0.0345 | 6600 | 19800 | 0 | 0 | 0.086496 | 0 | 0.086496 | 0 | 0.087073 | 0 | 0.087073 | 0 | 3.551 | 3.6125 | 3.551 | 3.6125
267020-Economizer Repair Com All CZ07 Vint05 | 2.1478 | 0.85682 | 0.0345 | 6600 | 19800 | 0 | 0 | 0.086496 | 0 | 0.086496 | 0 | 0.087073 | 0 | 0.087073 | 0 | 3.551 | 3.6125 | 3.551 | 3.6125
267020-Economizer Repair Com All CZ07 Vint05 | 2.8637 | 1.1424 | 0.046 | 8800 | 26400 | 0 | 0 | 0.086496 | 0 | 0.086496 | 0 | 0.087073 | 0 | 0.087073 | 0 | 3.551 | 3.6125 | 3.551 | 3.6125
267033-High Refrigerant Charge Adjustment (>= ±20% rated charge) Resid MF CZ10 Vint04 | 0.012022 | 0.0047961 | 0.0268 | 36.9438 | 369.438 | 0 | 0 | -0.099884 | 0 | -0.099884 | 0 | -0.14818 | 0 | -0.14818 | 0 | 0.58935 | 0.49171 | 0.58935 | 0.49171
267042-Residential Condensor Coil Cleaning Resid MF CZ10 VintAll | 0.058576 | 0.023368 | 0.2376 | 180 | 540 | 0 | 0 | 0.04688 | 0 | 0.04688 | 0 | 0.04688 | 0 | 0.04688 | 0 | 1.4718 | 1.4718 | 1.4718 | 1.4718
267033-High Refrigerant Charge Adjustment (>= ±20% rated charge) Resid MF CZ10 Vint04 | 0.012022 | 0.0047961 | 0.0268 | 36.9438 | 369.438 | 0 | 0 | -0.099884 | 0 | -0.099884 | 0 | -0.14818 | 0 | -0.14818 | 0 | 0.58935 | 0.49171 | 0.58935 | 0.49171
267042-Residential Condensor Coil Cleaning Resid MF CZ10 VintAll | 0.058576 | 0.023368 | 0.2376 | 180 | 540 | 0 | 0 | 0.04688 | 0 | 0.04688 | 0 | 0.04688 | 0 | 0.04688 | 0 | 1.4718 | 1.4718 | 1.4718 | 1.4718
267033-High Refrigerant Charge Adjustment (>= ±20% rated charge) Resid MF CZ10 Vint04 | 0.012022 | 0.0047961 | 0.0268 | 36.9438 | 369.438 | 0 | 0 | -0.099884 | 0 | -0.099884 | 0 | -0.14818 | 0 | -0.14818 | 0 | 0.58935 | 0.49171 | 0.58935 | 0.49171
267042-Residential Condensor Coil Cleaning Resid MF CZ10 VintAll | 0.058576 | 0.023368 | 0.2376 | 180 | 540 | 0 | 0 | 0.04688 | 0 | 0.04688 | 0 | 0.04688 | 0 | 0.04688 | 0 | 1.4718 | 1.4718 | 1.4718 | 1.4718
267002-High Refrigerant Charge Adjustment (>= ±20% rated charge) Resid SF CZ10 Vint04 | 0.012022 | 0.0047961 | 0.0268 | 36.9438 | 369.438 | 0 | 0 | -0.095007 | 0 | -0.095007 | 0 | -0.14818 | 0 | -0.14818 | 0 | 0.6014 | 0.49171 | 0.6014 | 0.49171
267040-Residential Condensor Coil Cleaning Resid SF CZ10 VintAll | 0.087864 | 0.035052 | 0.3564 | 270 | 810 | 0 | 0 | 0.079998 | 0 | 0.079998 | 0 | 0.079998 | 0 | 0.079998 | 0 | 2.2078 | 2.2078 | 2.2078 | 2.2078
267033-High Refrigerant Charge Adjustment (>= ±20% rated charge) Resid MF CZ10 Vint04 | 0.012022 | 0.0047961 | 0.0268 | 36.9438 | 369.438 | 0 | 0 | -0.099884 | 0 | -0.099884 | 0 | -0.14818 | 0 | -0.14818 | 0 | 0.58935 | 0.49171 | 0.58935 | 0.49171
267042-Residential Condensor Coil Cleaning Resid MF CZ10 VintAll | 0.058576 | 0.023368 | 0.2376 | 180 | 540 | 0 | 0 | 0.04688 | 0 | 0.04688 | 0 | 0.04688 | 0 | 0.04688 | 0 | 1.4718 | 1.4718 | 1.4718 | 1.4718
267033-High Refrigerant Charge Adjustment (>= ±20% rated charge) Resid MF CZ10 Vint04 | 0.012022 | 0.0047961 | 0.0268 | 36.9438 | 369.438 | 0 | 0 | -0.099884 | 0 | -0.099884 | 0 | -0.14818 | 0 | -0.14818 | 0 | 0.58935 | 0.49171 | 0.58935 | 0.49171
267042-Residential Condensor Coil Cleaning Resid MF CZ10 VintAll | 0.058576 | 0.023368 | 0.2376 | 180 | 540 | 0 | 0 | 0.04688 | 0 | 0.04688 | 0 | 0.04688 | 0 | 0.04688 | 0 | 1.4718 | 1.4718 | 1.4718 | 1.4718
267033-High Refrigerant Charge Adjustment (>= ±20% rated charge) Resid MF CZ10 Vint04 | 0.012022 | 0.0047961 | 0.0268 | 36.9438 | 369.438 | 0 | 0 | -0.099884 | 0 | -0.099884 | 0 | -0.14818 | 0 | -0.14818 | 0 | 0.58935 | 0.49171 | 0.58935 | 0.49171
267042-Residential Condensor Coil Cleaning Resid MF CZ10 VintAll | 0.058576 | 0.023368 | 0.2376 | 180 | 540 | 0 | 0 | 0.04688 | 0 | 0.04688 | 0 | 0.04688 | 0 | 0.04688 | 0 | 1.4718 | 1.4718 | 1.4718 | 1.4718
267033-High Refrigerant Charge Adjustment (>= ±20% rated charge) Resid MF CZ10 Vint04 | 0.012022 | 0.0047961 | 0.0268 | 36.9438 | 369.438 | 0 | 0 | -0.099884 | 0 | -0.099884 | 0 | -0.14818 | 0 | -0.14818 | 0 | 0.58935 | 0.49171 | 0.58935 | 0.49171
267042-Residential Condensor Coil Cleaning Resid MF CZ10 VintAll | 0.058576 | 0.023368 | 0.2376 | 180 | 540 | 0 | 0 | 0.04688 | 0 | 0.04688 | 0 | 0.04688 | 0 | 0.04688 | 0 | 1.4718 | 1.4718 | 1.4718 | 1.4718
267033-High Refrigerant Charge Adjustment (>= ±20% rated charge) Resid MF CZ10 Vint04 | 0.012022 | 0.0047961 | 0.0268 | 36.9438 | 369.438 | 0 | 0 | -0.099884 | 0 | -0.099884 | 0 | -0.14818 | 0 | -0.14818 | 0 | 0.58935 | 0.49171 | 0.58935 | 0.49171
267042-Residential Condensor Coil Cleaning Resid MF CZ10 VintAll | 0.058576 | 0.023368 | 0.2376 | 180 | 540 | 0 | 0 | 0.04688 | 0 | 0.04688 | 0 | 0.04688 | 0 | 0.04688 | 0 | 1.4718 | 1.4718 | 1.4718 | 1.4718
267033-High Refrigerant Charge Adjustment (>= ±20% rated charge) Resid MF CZ10 Vint04 | 0.012022 | 0.0047961 | 0.0268 | 36.9438 | 369.438 | 0 | 0 | -0.099884 | 0 | -0.099884 | 0 | -0.14818 | 0 | -0.14818 | 0 | 0.58935 | 0.49171 | 0.58935 | 0.49171
267042-Residential Condensor Coil Cleaning Resid MF CZ10 VintAll | 0.058576 | 0.023368 | 0.2376 | 180 | 540 | 0 | 0 | 0.04688 | 0 | 0.04688 | 0 | 0.04688 | 0 | 0.04688 | 0 | 1.4718 | 1.4718 | 1.4718 | 1.4718
267033-High Refrigerant Charge Adjustment (>= ±20% rated charge) Resid MF CZ10 Vint04 | 0.012022 | 0.0047961 | 0.0268 | 36.9438 | 369.438 | 0 | 0 | -0.099884 | 0 | -0.099884 | 0 | -0.14818 | 0 | -0.14818 | 0 | 0.58935 | 0.49171 | 0.58935 | 0.49171
267042-Residential Condensor Coil Cleaning Resid MF CZ10 VintAll | 0.058576 | 0.023368 | 0.2376 | 180 | 540 | 0 | 0 | 0.04688 | 0 | 0.04688 | 0 | 0.04688 | 0 | 0.04688 | 0 | 1.4718 | 1.4718 | 1.4718 | 1.4718
267033-High Refrigerant Charge Adjustment (>= ±20% rated charge) Resid MF CZ10 Vint04 | 0.012022 | 0.0047961 | 0.0268 | 36.9438 | 369.438 | 0 | 0 | -0.099884 | 0 | -0.099884 | 0 | -0.14818 | 0 | -0.14818 | 0 | 0.58935 | 0.49171 | 0.58935 | 0.49171
267042-Residential Condensor Coil Cleaning Resid MF CZ10 VintAll | 0.058576 | 0.023368 | 0.2376 | 180 | 540 | 0 | 0 | 0.04688 | 0 | 0.04688 | 0 | 0.04688 | 0 | 0.04688 | 0 | 1.4718 | 1.4718 | 1.4718 | 1.4718
267033-High Refrigerant Charge Adjustment (>= ±20% rated charge) Resid MF CZ10 Vint04 | 0.012022 | 0.0047961 | 0.0268 | 36.9438 | 369.438 | 0 | 0 | -0.099884 | 0 | -0.099884 | 0 | -0.14818 | 0 | -0.14818 | 0 | 0.58935 | 0.49171 | 0.58935 | 0.49171
267042-Residential Condensor Coil Cleaning Resid MF CZ10 VintAll | 0.058576 | 0.023368 | 0.2376 | 180 | 540 | 0 | 0 | 0.04688 | 0 | 0.04688 | 0 | 0.04688 | 0 | 0.04688 | 0 | 1.4718 | 1.4718 | 1.4718 | 1.4718
267033-High Refrigerant Charge Adjustment (>= ±20% rated charge) Resid MF CZ10 Vint04 | 0.012022 | 0.0047961 | 0.0268 | 36.9438 | 369.438 | 0 | 0 | -0.099884 | 0 | -0.099884 | 0 | -0.14818 | 0 | -0.14818 | 0 | 0.58935 | 0.49171 | 0.58935 | 0.49171
267042-Residential Condensor Coil Cleaning Resid MF CZ10 VintAll | 0.058576 | 0.023368 | 0.2376 | 180 | 540 | 0 | 0 | 0.04688 | 0 | 0.04688 | 0 | 0.04688 | 0 | 0.04688 | 0 | 1.4718 | 1.4718 | 1.4718 | 1.4718
267033-High Refrigerant Charge Adjustment (>= ±20% rated charge) Resid MF CZ10 Vint04 | 0.012022 | 0.0047961 | 0.0268 | 36.9438 | 369.438 | 0 | 0 | -0.099884 | 0 | -0.099884 | 0 | -0.14818 | 0 | -0.14818 | 0 | 0.58935 | 0.49171 | 0.58935 | 0.49171
267042-Residential Condensor Coil Cleaning Resid MF CZ10 VintAll | 0.058576 | 0.023368 | 0.2376 | 180 | 540 | 0 | 0 | 0.04688 | 0 | 0.04688 | 0 | 0.04688 | 0 | 0.04688 | 0 | 1.4718 | 1.4718 | 1.4718 | 1.4718
267033-High Refrigerant Charge Adjustment (>= ±20% rated charge) Resid MF CZ10 Vint04 | 0.012022 | 0.0047961 | 0.0268 | 36.9438 | 369.438 | 0 | 0 | -0.099884 | 0 | -0.099884 | 0 | -0.14818 | 0 | -0.14818 | 0 | 0.58935 | 0.49171 | 0.58935 | 0.49171
267042-Residential Condensor Coil Cleaning Resid MF CZ10 VintAll | 0.058576 | 0.023368 | 0.2376 | 180 | 540 | 0 | 0 | 0.04688 | 0 | 0.04688 | 0 | 0.04688 | 0 | 0.04688 | 0 | 1.4718 | 1.4718 | 1.4718 | 1.4718
267033-High Refrigerant Charge Adjustment (>= ±20% rated charge) Resid MF CZ10 Vint04 | 0.012022 | 0.0047961 | 0.0268 | 36.9438 | 369.438 | 0 | 0 | -0.099884 | 0 | -0.099884 | 0 | -0.14818 | 0 | -0.14818 | 0 | 0.58935 | 0.49171 | 0.58935 | 0.49171
267042-Residential Condensor Coil Cleaning Resid MF CZ10 VintAll | 0.058576 | 0.023368 | 0.2376 | 180 | 540 | 0 | 0 | 0.04688 | 0 | 0.04688 | 0 | 0.04688 | 0 | 0.04688 | 0 | 1.4718 | 1.4718 | 1.4718 | 1.4718
267033-High Refrigerant Charge Adjustment (>= ±20% rated charge) Resid MF CZ10 Vint04 | 0.012022 | 0.0047961 | 0.0268 | 36.9438 | 369.438 | 0 | 0 | -0.099884 | 0 | -0.099884 | 0 | -0.14818 | 0 | -0.14818 | 0 | 0.58935 | 0.49171 | 0.58935 | 0.49171
267042-Residential Condensor Coil Cleaning Resid MF CZ10 VintAll | 0.058576 | 0.023368 | 0.2376 | 180 | 540 | 0 | 0 | 0.04688 | 0 | 0.04688 | 0 | 0.04688 | 0 | 0.04688 | 0 | 1.4718 | 1.4718 | 1.4718 | 1.4718
267029-Commercial HVAC Diagnostic/Tune-up Com All CZ07 VintAll | 0.038897 | 0.015517 | 0.134 | 119.528 | 1195.28 | 0 | 0 | -0.12432 | 0 | -0.12432 | 0 | -0.12432 | 0 | -0.12432 | 0 | 0.51573 | 0.51573 | 0.51573 | 0.51573
267044-Commercial Condensor Coil Cleaning (all units - savings at 50% of DEER) Com All CZ07 VintAll | 0.097626 | 0.038946 | 0.235 | 300 | 900 | 0 | 0 | 0.075398 | 0 | 0.075398 | 0 | 0.075398 | 0 | 0.075398 | 0 | 2.2648 | 2.2648 | 2.2648 | 2.2648
267029-Commercial HVAC Diagnostic/Tune-up Com All CZ07 VintAll | 0.054456 | 0.021724 | 0.1876 | 167.3392 | 1673.392 | 0 | 0 | -0.12432 | 0 | -0.12432 | 0 | -0.14266 | 0 | -0.14266 | 0 | 0.51573 | 0.48135 | 0.51573 | 0.48135
267044-Commercial Condensor Coil Cleaning (all units - savings at 50% of DEER) Com All CZ07 VintAll | 0.13668 | 0.054525 | 0.329 | 420 | 1260 | 0 | 0 | 0.075398 | 0 | 0.075398 | 0 | 0.07114 | 0 | 0.07114 | 0 | 2.2648 | 2.1138 | 2.2648 | 2.1138
267029-Commercial HVAC Diagnostic/Tune-up Com All CZ07 VintAll | 0.054456 | 0.021724 | 0.1876 | 167.3392 | 1673.392 | 0 | 0 | -0.12432 | 0 | -0.12432 | 0 | -0.14266 | 0 | -0.14266 | 0 | 0.51573 | 0.48135 | 0.51573 | 0.48135
267044-Commercial Condensor Coil Cleaning (all units - savings at 50% of DEER) Com All CZ07 VintAll | 0.13668 | 0.054525 | 0.329 | 420 | 1260 | 0 | 0 | 0.075398 | 0 | 0.075398 | 0 | 0.07114 | 0 | 0.07114 | 0 | 2.2648 | 2.1138 | 2.2648 | 2.1138
267029-Commercial HVAC Diagnostic/Tune-up Com All CZ07 VintAll | 0.038897 | 0.015517 | 0.134 | 119.528 | 1195.28 | 0 | 0 | -0.12432 | 0 | -0.12432 | 0 | -0.12432 | 0 | -0.12432 | 0 | 0.51573 | 0.51573 | 0.51573 | 0.51573
267044-Commercial Condensor Coil Cleaning (all units - savings at 50% of DEER) Com All CZ07 VintAll | 0.097626 | 0.038946 | 0.235 | 300 | 900 | 0 | 0 | 0.075398 | 0 | 0.075398 | 0 | 0.075398 | 0 | 0.075398 | 0 | 2.2648 | 2.2648 | 2.2648 | 2.2648
267029-Commercial HVAC Diagnostic/Tune-up Com All CZ07 VintAll | 0.038897 | 0.015517 | 0.134 | 119.528 | 1195.28 | 0 | 0 | -0.12432 | 0 | -0.12432 | 0 | -0.12432 | 0 | -0.12432 | 0 | 0.51573 | 0.51573 | 0.51573 | 0.51573
267044-Commercial Condensor Coil Cleaning (all units - savings at 50% of DEER) Com All CZ07 VintAll | 0.097626 | 0.038946 | 0.235 | 300 | 900 | 0 | 0 | 0.075398 | 0 | 0.075398 | 0 | 0.075398 | 0 | 0.075398 | 0 | 2.2648 | 2.2648 | 2.2648 | 2.2648
267044-Commercial Condensor Coil Cleaning (all units - savings at 50% of DEER) Com All CZ07 VintAll | 0.087623 | 0.0091328 | 0.141 | 180 | 540 | 0 | 0 | 0.07861 | 0 | 0.07861 | 0 | 0.07861 | 0 | 0.07861 | 0 | 2.3187 | 2.3187 | 2.3187 | 2.3187
267044-Commercial Condensor Coil Cleaning (all units - savings at 50% of DEER) Com All CZ07 VintAll | 0.046511 | 0.021372 | 0.094 | 120 | 360 | 0 | 0 | 0.084463 | 0 | 0.084463 | 0 | 0.069559 | 0 | 0.069559 | 0 | 2.4169 | 1.9335 | 2.4169 | 1.9335
267029-Commercial HVAC Diagnostic/Tune-up Com All CZ07 VintAll | 0.046491 | 0.019954 | 0.134 | 119.528 | 1195.28 | 0 | 0 | -0.11767 | 0 | -0.11767 | 0 | -0.11767 | 0 | -0.11767 | 0 | 0.54165 | 0.54165 | 0.54165 | 0.54165
267044-Commercial Condensor Coil Cleaning (all units - savings at 50% of DEER) Com All CZ07 VintAll | 0.11669 | 0.050083 | 0.235 | 300 | 900 | 0 | 0 | 0.082252 | 0 | 0.082252 | 0 | 0.082252 | 0 | 0.082252 | 0 | 2.3798 | 2.3798 | 2.3798 | 2.3798
267044-Commercial Condensor Coil Cleaning (all units - savings at 50% of DEER) Com All CZ07 VintAll | 0.11628 | 0.053431 | 0.235 | 300 | 900 | 0 | 0 | 0.084463 | 0 | 0.084463 | 0 | 0.084463 | 0 | 0.084463 | 0 | 2.4169 | 2.4169 | 2.4169 | 2.4169
267029-Commercial HVAC Diagnostic/Tune-up Com All CZ07 VintAll | 0.046328 | 0.021288 | 0.134 | 119.528 | 1195.28 | 0 | 0 | -0.11542 | 0 | -0.11542 | 0 | -0.11542 | 0 | -0.11542 | 0 | 0.55039 | 0.55039 | 0.55039 | 0.55039
267044-Commercial Condensor Coil Cleaning (all units - savings at 50% of DEER) Com All CZ07 VintAll | 0.11628 | 0.053431 | 0.235 | 300 | 900 | 0 | 0 | 0.084463 | 0 | 0.084463 | 0 | 0.084463 | 0 | 0.084463 | 0 | 2.4169 | 2.4169 | 2.4169 | 2.4169
267029-Commercial HVAC Diagnostic/Tune-up Com All CZ07 VintAll | 0.018531 | 0.0085153 | 0.0536 | 47.8112 | 478.112 | 0 | 0 | -0.11542 | 0 | -0.11542 | 0 | -0.1796 | 0 | -0.1796 | 0 | 0.55039 | 0.44031 | 0.55039 | 0.44031
267044-Commercial Condensor Coil Cleaning (all units - savings at 50% of DEER) Com All CZ07 VintAll | 0.046511 | 0.021372 | 0.094 | 120 | 360 | 0 | 0 | 0.084463 | 0 | 0.084463 | 0 | 0.069559 | 0 | 0.069559 | 0 | 2.4169 | 1.9335 | 2.4169 | 1.9335
267029-Commercial HVAC Diagnostic/Tune-up Com All CZ07 VintAll | 0.023338 | 0.0093104 | 0.0804 | 71.7168 | 717.168 | 0 | 0 | -0.12432 | 0 | -0.12432 | 0 | -0.12432 | 0 | -0.12432 | 0 | 0.51573 | 0.51573 | 0.51573 | 0.51573
267044-Commercial Condensor Coil Cleaning (all units - savings at 50% of DEER) Com All CZ07 VintAll | 0.058576 | 0.023368 | 0.141 | 180 | 540 | 0 | 0 | 0.075398 | 0 | 0.075398 | 0 | 0.075398 | 0 | 0.075398 | 0 | 2.2648 | 2.2648 | 2.2648 | 2.2648
267029-Commercial HVAC Diagnostic/Tune-up Com All CZ07 VintAll | 0.023338 | 0.0093104 | 0.0804 | 71.7168 | 717.168 | 0 | 0 | -0.12432 | 0 | -0.12432 | 0 | -0.12432 | 0 | -0.12432 | 0 | 0.51573 | 0.51573 | 0.51573 | 0.51573
267044-Commercial Condensor Coil Cleaning (all units - savings at 50% of DEER) Com All CZ07 VintAll | 0.058576 | 0.023368 | 0.141 | 180 | 540 | 0 | 0 | 0.075398 | 0 | 0.075398 | 0 | 0.075398 | 0 | 0.075398 | 0 | 2.2648 | 2.2648 | 2.2648 | 2.2648
267044-Commercial Condensor Coil Cleaning (all units - savings at 50% of DEER) Com All CZ07 VintAll | 0.093349 | 0.040066 | 0.188 | 240 | 720 | 0 | 0 | 0.082252 | 0 | 0.082252 | 0 | 0.082252 | 0 | 0.082252 | 0 | 2.3798 | 2.3798 | 2.3798 | 2.3798
267029-Commercial HVAC Diagnostic/Tune-up Com All CZ07 VintAll | 0.0092982 | 0.0039909 | 0.0268 | 23.9056 | 239.056 | 0 | 0 | -0.11767 | 0 | -0.11767 | 0 | -0.24603 | 0 | -0.24603 | 0 | 0.54165 | 0.3611 | 0.54165 | 0.3611
267044-Commercial Condensor Coil Cleaning (all units - savings at 50% of DEER) Com All CZ07 VintAll | 0.023337 | 0.010017 | 0.047 | 60 | 180 | 0 | 0 | 0.082252 | 0 | 0.082252 | 0 | 0.052446 | 0 | 0.052446 | 0 | 2.3798 | 1.5865 | 2.3798 | 1.5865
267044-Commercial Condensor Coil Cleaning (all units - savings at 50% of DEER) Com All CZ07 VintAll | 0.093021 | 0.042745 | 0.188 | 240 | 720 | 0 | 0 | 0.084463 | 0 | 0.084463 | 0 | 0.084463 | 0 | 0.084463 | 0 | 2.4169 | 2.4169 | 2.4169 | 2.4169
267044-Commercial Condensor Coil Cleaning (all units - savings at 50% of DEER) Com All CZ07 VintAll | 0.039051 | 0.015579 | 0.094 | 120 | 360 | 0 | 0 | 0.075398 | 0 | 0.075398 | 0 | 0.060495 | 0 | 0.060495 | 0 | 2.2648 | 1.8118 | 2.2648 | 1.8118
267044-Commercial Condensor Coil Cleaning (all units - savings at 50% of DEER) Com All CZ07 VintAll | 0.079777 | 0.014436 | 0.094 | 120 | 360 | 0 | 0 | 0.10104 | 0 | 0.10104 | 0 | 0.10104 | 0 | 0.10104 | 0 | 2.695 | 2.695 | 2.695 | 2.695

## Output
Program Summary |  | Nominal | Present Value | [5 empty] | Avoided Cost Version
Proposer Name |  | 0 | [6 empty] | 2006-06-01
Program Name |  | 0 | [6 empty] | 2006-06-01
Total Program Budget ($) |  | 114749.7512 | 92297.3861 | [5 empty] | Base Year
2006
Net Participant Cost ($) |  | -898.7491 | -726.1225 | [5 empty] | SDG&E Tool NTG 4f2 (800).xls
Program Impacts | [9 empty] | Program Impacts (Gross)
| Annual Net kWh | Lifecycle Net kWh | Annual Net Therms | Lifecycle Net Therms | Net Jul-Sept Pk (kW) | Net Dec-Feb Pk (kW) | Net CEC (kW) | User Entered kW |  |  | Annual Gross kWh | Lifecycle Gross kWh | Annual Gross Therms | Lifecycle Gross Therms | User Entered kW
2006-2008 | 514566.1916 | 2175448.164 | 1882.4088 | 33883.3577 | 174.9598 | 63.0806 | 0 | 157.5409 |  | 2006-2008 | 300 | 2175448.164 | 0 | 33883.3577 | 157.5409
2009-2012 | 0 | 0 | 0 | 0 | 0 | 0 | 0 | 0 |  | 2009-2012 | 0 | 0 | 0 | 0 | 0
2013-2016 | 0 | 0 | 0 | 0 | 0 | 0 | 0 | 0 |  | 2013-2016 | 0 | 0 | 0 | 0 | 0
Cost Effectiveness (Lifecycle Present Value Dollars)
|  | Benefits |  |  | Benefit - Cost
| Cost | Electric | Gas | Incentives | NPV | B/C Ratio | Notes
Program TRC ($) | 91571.2636 | 185143.3871 | 17570.3577 | NA | 111142.4811 | 2.2137 | *1
Program PAC ($) | 92297.3861 | 185143.3871 | 17570.3577 | NA | 110416.3587 | 2.1963 | *1,2
Program RIM ($) | 92297.3861 | 185143.3871 | 17570.3577 | NA | 110416.3587 | 2.1963 | *1
*1 B/C Ratio is an approximation because any supply cost increases are treated as negative benefits rather than as a cost as in the Standard Practice Manual
*2 PAC benefits include environmental costs. This is to be consistent with the TRC benefits, but is not strictly consistent with the Standard Practice Manual.
Levelized Cost and Benefit (All Measures Installed through 2012)
| Discounted Savings |  |  |  | Benefit - Cost
| kWh | Therms | Cost | Benefits | NPV
TRC ($/kWh ) | 1447118.0709 |  | 0.0601 | 0.12794 | 0.067839
PAC ($/kWh) | 1447118.0709 |  | 0.060603 | 0.12794 | 0.067337
RIM ($/kWh) | 1447118.0709 |  | 0.058252 | 0.12794 | 0.069687
TRC ($/therm) |  | 16020.1604 | 0.27638 | 1.0968 | 0.82039
PAC ($/therm) |  | 16020.1604 | 0.28648 | 1.0968 | 0.81029
RIM ($/therm) |  | 16020.1604 | 0.49937 | 1.0968 | 0.5974
Emissions Reductions | [9 empty] | Emissions Reductions (Gross)
| Electric Reductions |  |  | Gas Reductions | [6 empty] | Electric Reductions |  |  | Gas Reductions
Annual Reductions | CO2 (tons) | NOX (lbs) | PM-10 (lbs) | CO2 (tons) | NOX (lbs) |  |  |  |  | Annual Reductions | CO2 (tons) | NOX (lbs) | PM-10 (lbs) | CO2 (tons) | NOX (lbs)
2006 | 0 | 0 | 0 | 0 | 0 | * annual reductions are the units |  |  |  | 2006 | 0 | 0 | 0 | 0 | 0 | * annual reductions are the units
2007 | 0 | 0 | 0 | 0 | 0 | implemented in the year, times |  |  |  | 2007 | 0 | 0 | 0 | 0 | 0 | implemented in the year, times
2008 | 295.49 | 80.1471 | 37.9243 | 11.0121 | 17.3182 | the annual emission reduction |  |  |  | 2008 | 295.49 | 80.1471 | 37.9243 | 11.0121 | 17.3182 | the annual emission reduction
2009 | 0 | 0 | 0 | 0 | 0 | for the measure. |  |  |  | 2009 | 0 | 0 | 0 | 0 | 0 | for the measure.
2010 | 0 | 0 | 0 | 0 | 0 |  |  |  |  | 2010 | 0 | 0 | 0 | 0 | 0
2011 | 0 | 0 | 0 | 0 | 0 |  |  |  |  | 2011 | 0 | 0 | 0 | 0 | 0
2012 | 0 | 0 | 0 | 0 | 0 |  |  |  |  | 2012 | 0 | 0 | 0 | 0 | 0
2013 | 0 | 0 | 0 | 0 | 0 |  |  |  |  | 2013 | 0 | 0 | 0 | 0 | 0
2014 | 0 | 0 | 0 | 0 | 0 |  |  |  |  | 2014 | 0 | 0 | 0 | 0 | 0
2015 | 0 | 0 | 0 | 0 | 0 |  |  |  |  | 2015 | 0 | 0 | 0 | 0 | 0
2016 | 0 | 0 | 0 | 0 | 0 |  |  |  |  | 2016 | 0 | 0 | 0 | 0 | 0
Total Annual | 295.49 | 80.1471 | 37.9243 | 11.0121 | 17.3182 |  |  |  |  | Total Annual | 295.49 | 80.1471 | 37.9243 | 11.0121 | 17.3182
Lifecycle Reductions | [9 empty] | Lifecycle Reductions
2006 | 0 | 0 | 0 | 0 | 0 |  |  |  |  | 2006 | 0 | 0 | 0 | 0 | 0
2007 | 0 | 0 | 0 | 0 | 0 |  |  |  |  | 2007 | 0 | 0 | 0 | 0 | 0
2008 | 1249.6442 | 339.03 | 160.3735 | 198.2176 | 311.7269 |  |  |  |  | 2008 | 1249.6442 | 339.03 | 160.3735 | 198.2176 | 311.7269
2009 | 0 | 0 | 0 | 0 | 0 |  |  |  |  | 2009 | 0 | 0 | 0 | 0 | 0
2010 | 0 | 0 | 0 | 0 | 0 |  |  |  |  | 2010 | 0 | 0 | 0 | 0 | 0
2011 | 0 | 0 | 0 | 0 | 0 |  |  |  |  | 2011 | 0 | 0 | 0 | 0 | 0
2012 | 0 | 0 | 0 | 0 | 0 |  |  |  |  | 2012 | 0 | 0 | 0 | 0 | 0
2013 | 0 | 0 | 0 | 0 | 0 |  |  |  |  | 2013 | 0 | 0 | 0 | 0 | 0
2014 | 0 | 0 | 0 | 0 | 0 |  |  |  |  | 2014 | 0 | 0 | 0 | 0 | 0
2015 | 0 | 0 | 0 | 0 | 0 |  |  |  |  | 2015 | 0 | 0 | 0 | 0 | 0
2016 | 0 | 0 | 0 | 0 | 0 |  |  |  |  | 2016 | 0 | 0 | 0 | 0 | 0
Total Lifecycle | 1249.6442 | 339.03 | 160.3735 | 198.2176 | 311.7269 |  |  |  |  | Total Lifecycle | 1249.6442 | 339.03 | 160.3735 | 198.2176 | 311.7269
Reductions based on total annual installations | [9 empty] | Reductions based on total annual installations (Gross)
| Annual Net kWh | Lifecycle Net kWh | Annual Net Therms | Lifecycle Net Therms | Net July-Sept Peak (kW) | Net Dec-Feb (kW) |  | User Entered kW | Net Annual NCP (kW) |  | Annual Gross kWh | Lifecycle Gross kWh | Annual Gross Therms | Lifecycle Gross Therms | User Entered kW
2006 | 0 | 0 | 0 | 0 | 0 | 0 |  | 0 | 0 | 2006 | 0 | 0 | 0 | 0 | 0
2007 | 0 | 0 | 0 | 0 | 0 | 0 |  | 0 | 0 | 2007 | 0 | 0 | 0 | 0 | 0
2008 | 514566.1916 | 2175448.164 | 1882.4088 | 33883.3577 | 174.9598 | 63.0806 |  | 157.5409 | 10.4831 | 2008 | 300 | 2175448.164 | 0 | 33883.3577 | 157.5409
2009 | 0 | 0 | 0 | 0 | 0 | 0 |  | 0 | 178.8794 | 2009 | 0 | 0 | 0 | 0 | 0
2010 | 0 | 0 | 0 | 0 | 0 | 0 |  | 0 | 0 | 2010 | 0 | 0 | 0 | 0 | 0
2011 | 0 | 0 | 0 | 0 | 0 | 0 |  | 0 | 0 | 2011 | 0 | 0 | 0 | 0 | 0
2012 | 0 | 0 | 0 | 0 | 0 | 0 |  | 0 | -166.931 | 2012 | 0 | 0 | 0 | 0 | 0
2013 | 0 | 0 | 0 | 0 | 0 | 0 |  | 0 | 0 | 2013 | 0 | 0 | 0 | 0 | 0
2014 | 0 | 0 | 0 | 0 | 0 | 0 |  | 0 | 0 | 2014 | 0 | 0 | 0 | 0 | 0
2015 | 0 | 0 | 0 | 0 | 0 | 0 |  | 0 | 0 | 2015 | 0 | 0 | 0 | 0 | 0
2016 | 0 | 0 | 0 | 0 | 0 | 0 |  | 0 | 0 | 2016 | 0 | 0 | 0 | 0 | 0
Total | 514566.1916 | 2175448.164 | 1882.4088 | 33883.3577 | 174.9598 | 63.0806 |  | 157.5409 | 22.4315 | Total | 300 | 2175448.164 | 0 | 33883.3577 | 157.5409
Net Impacts by Sector (All Measures Installed through 2016)
| Annual Net kWh | Lifecycle Net kWh | Annual Net Therms | Lifecycle Net Therms | Net July-Sept Peak (kW) | Net Dec-Feb (kW) |  | User Entered kW | TRC Lifecycle Net Benefits* ($)
Total | 514566.1916 | 2175448.164 | 1882.4088 | 33883.3577 | 174.9598 | 63.0806 |  | 157.5409 | 111142.4811
Residential | 40369.442 | 506872.668 | 1882.4088 | 33883.3577 | 13.1371 | 5.2408 |  | 45.7754 | 32770.7415
Commercial | 474196.7496 | 1668575.496 | 0 | 0 | 161.8228 | 57.8398 |  | 111.7655 | 78371.7396
Industrial | 0 | 0 | 0 | 0 | 0 | 0 |  | 0 | 0
Agricultural | 0 | 0 | 0 | 0 | 0 | 0 |  | 0 | 0
Not Used | 0 | 0 | 0 | 0 | 0 | 0 |  | 0 | 0
Not Used | 0 | 0 | 0 | 0 | 0 | 0 |  | 0 | 0
Not Used | 0 | 0 | 0 | 0 | 0 | 0 |  | 0 | 0
0 | 0 | 0 | 0 | 0 | 0 | 0 |  | 0 | 0
0 | 0 | 0 | 0 | 0 | 0 | 0 |  | 0 | 0
0 | 0 | 0 | 0 | 0 | 0 | 0 |  | 0 | 0
0 | 0 | 0 | 0 | 0 | 0 | 0 |  | 0 | 0
0 | 0 | 0 | 0 | 0 | 0 | 0 |  | 0 | 0
0 |  |  | 0 |  |  |  |  | 0 | 0
0 |  |  | 0 |  |  |  |  | 0 | 0
0 |  |  | 0 |  |  |  |  | 0 | 0
0 |  |  | 0 |  |  |  |  | 0 | 0
0 |  |  | 0 |  |  |  |  | 0 | 0
0 |  |  | 0 |  |  |  |  | 0 | 0
0 |  |  | 0 |  |  |  |  | 0 | 0
0 |  |  | 0 |  |  |  |  | 0 | 0
0 |  |  | 0 |  |  |  |  | 0 | 0
0 |  |  | 0 |  |  |  |  | 0 | 0
0 |  |  | 0 |  |  |  |  | 0 | 0
0 |  |  | 0 |  |  |  |  | 0 | 0
* Include program-level and admin costs allocated based to total gas and electric programs at the measure level.
Net Impacts by CPUC End Use Categories (All Measures Installed through 2016)
| Annual Net kWh | Lifecycle Net kWh | Annual Net Therms | Lifecycle Net Therms | Net July-Sept Peak (kW) | Net Dec-Feb Pk (kW) |  | User Entered kW | TRC Lifecycle Net Benefits* ($)
Total | 514566.1916 | 2175448.164 | 1882.4088 | 33883.3577 | 174.9598 | 63.0806 |  | 157.5409 | 111142.4811
Clothes Dryer | 0 | 0 | 0 | 0 | 0 | 0 |  | 0 | 0
Clothes Washer | 0 | 0 | 0 | 0 | 0 | 0 |  | 0 | 0
Consumer Electronics | 0 | 0 | 0 | 0 | 0 | 0 |  | 0 | 0
Cooking | 0 | 0 | 0 | 0 | 0 | 0 |  | 0 | 0
Dishwasher | 0 | 0 | 0 | 0 | 0 | 0 |  | 0 | 0
Other Appliance | 0 | 0 | 0 | 0 | 0 | 0 |  | 0 | 0
Office Equipment | 0 | 0 | 0 | 0 | 0 | 0 |  | 0 | 0
Building shell | 0 | 0 | 0 | 0 | 0 | 0 |  | 0 | 0
Space Cooling | 514566.1916 | 2175448.164 | 1882.4088 | 33883.3577 | 174.9598 | 63.0806 |  | 157.5409 | 111142.4811
Space Heating | 0 | 0 | 0 | 0 | 0 | 0 |  | 0 | 0
Ventilation | 0 | 0 | 0 | 0 | 0 | 0 |  | 0 | 0
Interior Lighting | 0 | 0 | 0 | 0 | 0 | 0 |  | 0 | 0
Exterior Lighting | 0 | 0 | 0 | 0 | 0 | 0 |  | 0 | 0
Daylighting | 0 | 0 | 0 | 0 | 0 | 0 |  | 0 | 0
Motors | 0 | 0 | 0 | 0 | 0 | 0 |  | 0 | 0
Process | 0 | 0 | 0 | 0 | 0 | 0 |  | 0 | 0
Compressed Air | 0 | 0 | 0 | 0 | 0 | 0 |  | 0 | 0
Food Processor | 0 | 0 | 0 | 0 | 0 | 0 |  | 0 | 0
Refrigeration | 0 | 0 | 0 | 0 | 0 | 0 |  | 0 | 0
Freezers | 0 | 0 | 0 | 0 | 0 | 0 |  | 0 | 0
Pumps | 0 | 0 | 0 | 0 | 0 | 0 |  | 0 | 0
Pool Pump | 0 | 0 | 0 | 0 | 0 | 0 |  | 0 | 0
Domestic Hot Water | 0 | 0 | 0 | 0 | 0 | 0 |  | 0 | 0
Water Heating | 0 | 0 | 0 | 0 | 0 | 0 |  | 0 | 0
Other and unspecified | -4.6566e-10 | 0 | 0 | 0 | 1.0516e-12 | 9.2371e-14 | 0 | 0 | 0
* Include program-level and admin costs allocated based to total gas and electric programs at the measure level.
Net Impacts by Climate Zone (All Measures Installed through 2016)
| Annual Net kWh | Lifecycle Net kWh | Annual Net Therms | Lifecycle Net Therms | Net July-Sept Peak (kW) | Net dec-Feb Pk (kW) |  | User Entered kW | TRC Lifecycle Net Benefits* ($)
Total | 514566.1916 | 2175448.164 | 1882.4088 | 33883.3577 | 174.9598 | 63.0806 |  | 157.5409 | 111142.4811
7 | 322448.736 | 1123808.36 | 0 | 0 | 112.3163 | 38.2652 |  | 87.4656 | 47776.64
10 | 103122.7756 | 739613.004 | 1882.4088 | 33883.3577 | 33.6829 | 13.262 |  | 64.1964 | 42941.3734
14 | 0 | 0 | 0 | 0 | 0 | 0 |  | 0 | 0
15 | 0 | 0 | 0 | 0 | 0 | 0 |  | 0 | 0
System | 88994.68 | 312026.8 | 0 | 0 | 28.9607 | 11.5534 |  | 5.8789 | 20424.4677
0 | 0 | 0 | 0 | 0 | 0 | 0 |  | 0 | 0
0 | 0 | 0 | 0 | 0 | 0 | 0 |  | 0 | 0
0 | 0 | 0 | 0 | 0 | 0 | 0 |  | 0 | 0
0 | 0 | 0 | 0 | 0 | 0 | 0 |  | 0 | 0
0 | 0 | 0 | 0 | 0 | 0 | 0 |  | 0 | 0
0 | 0 | 0 | 0 | 0 | 0 | 0 |  | 0 | 0
* Include program-level and admin costs allocated based to total gas and electric programs at the measure level.
Persistent reductions in the summer (3rd Qtr) or winter (4th Qtr) of each year
| Net Juy-Sept Peak (kW) | Net Annual Dec-Feb (kW)
2006 | 0 | 0
2007 | 0 | 0
2008 | 0 | 63.0806
2009 | 174.9598 | 63.0806
2010 | 174.9598 | 63.0806
2011 | 174.9598 | 8.0529
2012 | 20.5367 | 8.0529
2013 | 20.5367 | 8.0529
2014 | 20.5367 | 8.0529
2015 | 20.5367 | 8.0529
2016 | 20.5367 | 8.0529
2017 | 20.5367 | 8.0529
Monthly Impacts
First Year for Impact Table: | 2006
| Quarter | Monthly Five Hour Avg or TOU Peak | Net Monthly NCP (kW) |  | Monthly Net kWh | Monthly Net Therms
2006-01-01 | 1 | 0 | 0 |  | 0 | 0
2006-02-01 | 1 | 0 | 0 |  | 0 | 0
2006-03-01 | 1 | 0 | 0 |  | 0 | 0
2006-04-01 | 2 | 0 | 0 |  | 0 | 0
2006-05-01 | 2 | 0 | 0 |  | 0 | 0
2006-06-01 | 2 | 0 | 0 |  | 0 | 0
2006-07-01 | 3 | 0 | 0 |  | 0 | 0
2006-08-01 | 3 | 0 | 0 |  | 0 | 0
2006-09-01 | 3 | 0 | 0 |  | 0 | 0
2006-10-01 | 4 | 0 | 0 |  | 0 | 0
2006-11-01 | 4 | 0 | 0 |  | 0 | 0
2006-12-01 | 4 | 0 | 0 |  | 0 | 0
2007-01-01 | 5 | 0 | 0 |  | 0 | 0
2007-02-01 | 5 | 0 | 0 |  | 0 | 0
2007-03-01 | 5 | 0 | 0 |  | 0 | 0
2007-04-01 | 6 | 0 | 0 |  | 0 | 0
2007-05-01 | 6 | 0 | 0 |  | 0 | 0
2007-06-01 | 6 | 0 | 0 |  | 0 | 0
2007-07-01 | 7 | 0 | 0 |  | 0 | 0
2007-08-01 | 7 | 0 | 0 |  | 0 | 0
2007-09-01 | 7 | 0 | 0 |  | 0 | 0
2007-10-01 | 8 | 0 | 0 |  | 0 | 0
2007-11-01 | 8 | 0 | 0 |  | 0 | 0
2007-12-01 | 8 | 0 | 0 |  | 0 | 0
2008-01-01 | 9 | 0 | 0 |  | 0 | 0
2008-02-01 | 9 | 0 | 0 |  | 0 | 0
2008-03-01 | 9 | 0 | 0 |  | 0 | 0
2008-04-01 | 10 | 0 | 0 |  | 0 | 0
2008-05-01 | 10 | 0 | 0 |  | 0 | 0
2008-06-01 | 10 | 0 | 0 |  | 0 | 0
2008-07-01 | 11 | 0 | 0 |  | 0 | 0
2008-08-01 | 11 | 0 | 0 |  | 0 | 0
2008-09-01 | 11 | 0 | 0 |  | 0 | 0
2008-10-01 | 12 | 10.4831 | 10.4831 |  | 4842.1099 | 308.3677
2008-11-01 | 12 | 10.4831 | 10.4831 |  | 4842.1099 | 308.3677
2008-12-01 | 12 | 10.4831 | 10.4831 |  | 4842.1099 | 308.3677
2009-01-01 | 13 | 63.0806 | 63.0806 |  | 29686.7181 | 313.7348
2009-02-01 | 13 | 63.0806 | 63.0806 |  | 29686.7181 | 313.7348
2009-03-01 | 13 | 63.0806 | 63.0806 |  | 29686.7181 | 313.7348
2009-04-01 | 14 | 63.0806 | 63.0806 |  | 29686.7181 | 0
2009-05-01 | 14 | 174.9598 | 189.3625 |  | 61350.9877 | 0
2009-06-01 | 14 | 174.9598 | 189.3625 |  | 61350.9877 | 0
2009-07-01 | 15 | 174.9598 | 189.3625 |  | 61350.9877 | 0
2009-08-01 | 15 | 174.9598 | 189.3625 |  | 61350.9877 | 0
2009-09-01 | 15 | 174.9598 | 189.3625 |  | 61350.9877 | 0
2009-10-01 | 16 | 63.0806 | 63.0806 |  | 29686.7181 | 313.7348
2009-11-01 | 16 | 63.0806 | 63.0806 |  | 29686.7181 | 313.7348
2009-12-01 | 16 | 63.0806 | 63.0806 |  | 29686.7181 | 313.7348
2010-01-01 | 17 | 63.0806 | 63.0806 |  | 29686.7181 | 313.7348
2010-02-01 | 17 | 63.0806 | 63.0806 |  | 29686.7181 | 313.7348
2010-03-01 | 17 | 63.0806 | 63.0806 |  | 29686.7181 | 313.7348
2010-04-01 | 18 | 63.0806 | 63.0806 |  | 29686.7181 | 0
2010-05-01 | 18 | 174.9598 | 189.3625 |  | 61350.9877 | 0
2010-06-01 | 18 | 174.9598 | 189.3625 |  | 61350.9877 | 0
2010-07-01 | 19 | 174.9598 | 189.3625 |  | 61350.9877 | 0
2010-08-01 | 19 | 174.9598 | 189.3625 |  | 61350.9877 | 0
2010-09-01 | 19 | 174.9598 | 189.3625 |  | 61350.9877 | 0
2010-10-01 | 20 | 63.0806 | 63.0806 |  | 29686.7181 | 313.7348
2010-11-01 | 20 | 63.0806 | 63.0806 |  | 29686.7181 | 313.7348
2010-12-01 | 20 | 63.0806 | 63.0806 |  | 29686.7181 | 313.7348
2011-01-01 | 21 | 63.0806 | 63.0806 |  | 29686.7181 | 313.7348
2011-02-01 | 21 | 63.0806 | 63.0806 |  | 29686.7181 | 313.7348
2011-03-01 | 21 | 63.0806 | 63.0806 |  | 29686.7181 | 313.7348
2011-04-01 | 22 | 63.0806 | 63.0806 |  | 29686.7181 | 0
2011-05-01 | 22 | 174.9598 | 189.3625 |  | 61350.9877 | 0
2011-06-01 | 22 | 174.9598 | 189.3625 |  | 61350.9877 | 0
2011-07-01 | 23 | 174.9598 | 189.3625 |  | 61350.9877 | 0
2011-08-01 | 23 | 174.9598 | 189.3625 |  | 61350.9877 | 0
2011-09-01 | 23 | 174.9598 | 189.3625 |  | 61350.9877 | 0
2011-10-01 | 24 | 56.3254 | 56.3254 |  | 26572.3458 | 313.7348
2011-11-01 | 24 | 56.3254 | 56.3254 |  | 26572.3458 | 313.7348
2011-12-01 | 24 | 56.3254 | 56.3254 |  | 26572.3458 | 313.7348
2012-01-01 | 25 | 8.0529 | 8.0529 |  | 3738.513 | 313.7348
2012-02-01 | 25 | 8.0529 | 8.0529 |  | 3738.513 | 313.7348
2012-03-01 | 25 | 8.0529 | 8.0529 |  | 3738.513 | 313.7348
2012-04-01 | 26 | 8.0529 | 8.0529 |  | 3738.513 | 0
2012-05-01 | 26 | 20.5367 | 22.4315 |  | 7312.123 | 0
2012-06-01 | 26 | 20.5367 | 22.4315 |  | 7312.123 | 0
2012-07-01 | 27 | 20.5367 | 22.4315 |  | 7312.123 | 0
2012-08-01 | 27 | 20.5367 | 22.4315 |  | 7312.123 | 0
2012-09-01 | 27 | 20.5367 | 22.4315 |  | 7312.123 | 0
2012-10-01 | 28 | 8.0529 | 8.0529 |  | 3738.513 | 313.7348
2012-11-01 | 28 | 8.0529 | 8.0529 |  | 3738.513 | 313.7348
2012-12-01 | 28 | 8.0529 | 8.0529 |  | 3738.513 | 313.7348
2013-01-01 | 29 | 8.0529 | 8.0529 |  | 3738.513 | 313.7348
2013-02-01 | 29 | 8.0529 | 8.0529 |  | 3738.513 | 313.7348
2013-03-01 | 29 | 8.0529 | 8.0529 |  | 3738.513 | 313.7348
2013-04-01 | 30 | 8.0529 | 8.0529 |  | 3738.513 | 0
2013-05-01 | 30 | 20.5367 | 22.4315 |  | 7312.123 | 0
2013-06-01 | 30 | 20.5367 | 22.4315 |  | 7312.123 | 0
2013-07-01 | 31 | 20.5367 | 22.4315 |  | 7312.123 | 0
2013-08-01 | 31 | 20.5367 | 22.4315 |  | 7312.123 | 0
2013-09-01 | 31 | 20.5367 | 22.4315 |  | 7312.123 | 0
2013-10-01 | 32 | 8.0529 | 8.0529 |  | 3738.513 | 313.7348
2013-11-01 | 32 | 8.0529 | 8.0529 |  | 3738.513 | 313.7348
2013-12-01 | 32 | 8.0529 | 8.0529 |  | 3738.513 | 313.7348
2014-01-01 | 33 | 8.0529 | 8.0529 |  | 3738.513 | 313.7348
2014-02-01 | 33 | 8.0529 | 8.0529 |  | 3738.513 | 313.7348
2014-03-01 | 33 | 8.0529 | 8.0529 |  | 3738.513 | 313.7348
2014-04-01 | 34 | 8.0529 | 8.0529 |  | 3738.513 | 0
2014-05-01 | 34 | 20.5367 | 22.4315 |  | 7312.123 | 0
2014-06-01 | 34 | 20.5367 | 22.4315 |  | 7312.123 | 0
2014-07-01 | 35 | 20.5367 | 22.4315 |  | 7312.123 | 0
2014-08-01 | 35 | 20.5367 | 22.4315 |  | 7312.123 | 0
2014-09-01 | 35 | 20.5367 | 22.4315 |  | 7312.123 | 0
2014-10-01 | 36 | 8.0529 | 8.0529 |  | 3738.513 | 313.7348
2014-11-01 | 36 | 8.0529 | 8.0529 |  | 3738.513 | 313.7348
2014-12-01 | 36 | 8.0529 | 8.0529 |  | 3738.513 | 313.7348
2015-01-01 | 37 | 8.0529 | 8.0529 |  | 3738.513 | 313.7348
2015-02-01 | 37 | 8.0529 | 8.0529 |  | 3738.513 | 313.7348
2015-03-01 | 37 | 8.0529 | 8.0529 |  | 3738.513 | 313.7348
2015-04-01 | 38 | 8.0529 | 8.0529 |  | 3738.513 | 0
2015-05-01 | 38 | 20.5367 | 22.4315 |  | 7312.123 | 0
2015-06-01 | 38 | 20.5367 | 22.4315 |  | 7312.123 | 0
2015-07-01 | 39 | 20.5367 | 22.4315 |  | 7312.123 | 0
2015-08-01 | 39 | 20.5367 | 22.4315 |  | 7312.123 | 0
2015-09-01 | 39 | 20.5367 | 22.4315 |  | 7312.123 | 0
2015-10-01 | 40 | 8.0529 | 8.0529 |  | 3738.513 | 313.7348
2015-11-01 | 40 | 8.0529 | 8.0529 |  | 3738.513 | 313.7348
2015-12-01 | 40 | 8.0529 | 8.0529 |  | 3738.513 | 313.7348
2016-01-01 | 41 | 8.0529 | 8.0529 |  | 3738.513 | 313.7348
2016-02-01 | 41 | 8.0529 | 8.0529 |  | 3738.513 | 313.7348
2016-03-01 | 41 | 8.0529 | 8.0529 |  | 3738.513 | 313.7348
2016-04-01 | 42 | 8.0529 | 8.0529 |  | 3738.513 | 0
2016-05-01 | 42 | 20.5367 | 22.4315 |  | 7312.123 | 0
2016-06-01 | 42 | 20.5367 | 22.4315 |  | 7312.123 | 0
2016-07-01 | 43 | 20.5367 | 22.4315 |  | 7312.123 | 0
2016-08-01 | 43 | 20.5367 | 22.4315 |  | 7312.123 | 0
2016-09-01 | 43 | 20.5367 | 22.4315 |  | 7312.123 | 0
2016-10-01 | 44 | 8.0529 | 8.0529 |  | 3738.513 | 313.7348
2016-11-01 | 44 | 8.0529 | 8.0529 |  | 3738.513 | 313.7348
2016-12-01 | 44 | 8.0529 | 8.0529 |  | 3738.513 | 313.7348

## Input
| SDG&E Tool NTG 4f2 (800).xls |  |  |  | Program Budget ($) |  |  | NPV Factor for lump-sum admin costs: | 100%
a. Administrative Costs
| Proposer General Information |  |  |  | a.i. Overhead and G&A |  | d. Incentives and Rebates ($) | Nominal | NPV
| Proposer Name |  |  |  | a.ii. Other Admin costs |  | d.i. User Input Incentive |  | 0 | Note: User Input Incentives are treated like Admin costs and are NOT adjusted by the net to gross ratio in the TRC test.
| Program Name |  |  |  | b. Marketing/Outreach |  | d.ii. Rebate | 114749.7512 | 92297.3861
| Service Territory |  | SDG&E |  | c. Direct Implementation (non incentive) |  | d.iii. Direct Install Labor | 0 | 0
| First Year of Program Implementation |  |  | 2006 | c.i. Activity |  | d.iv. Direct Install Materials | 0 | 0
| Contact Information |  |  |  | c.ii. Installation |  | d.v. Upstream payments | 0 | 0
| Name |  |  |  | c.iii. Hardware & Materials |  | Subtotal Direct Install | 114749.7512 | 92297.3861
| Address |  |  |  | c.iv. Rebate Processing and Inspection
| ZIP code |  |  |  | d. Total Incentives and Rebates | 114749.7512
| Telephone |  |  |  | e. EM&V |  | f. Costs recovered from other sources |  | 0
| Email |  |  |  | Total | 114749.7512 | Program Budget w/ Other Costs (a to f) | 114749.7512 | 92297.3861
Quarterly Installation Schedule
| Program Inputs | [10 empty] | Transfer | Admin | Admin | Admin | Participant | [8 empty] | Placeholders, not currently used | [10 empty] | Annual Installation Schedule | [10 empty] | 2006 |  |  |  | 2007 |  |  |  | 2008 |  |  |  | 2009 |  |  |  | 2010 |  |  |  | 2011 |  |  |  | 2012 |  |  |  | 2013 |  |  |  | 2014 |  |  |  | 2015 |  |  |  | 2016
| Measure Name | DEER RunID | Climate Zone | Target sector | Measure Electric End Use Shape | CZ, Sector, Measure combination found? | Measure Type (To Look up Measure Life) | Program Type (To look up Net-to-gross Ratio) | Unit Definition (e.g. homes) | Program Type (NEW/ROB or Early Repl(RET)) | Gross Measure Cost ($/unit) | Rebate to end use customer or its assignee ($/unit) | Incentives to entities other than the end use customer or its assignee($/unit) | Direct Install Labor ($/unit) | Direct Install Material ($/unit) | Participant cost ($/unit) | Gross Unit Annual Electricity Savings (kwh/unit) | Electric Rate Schedule | Demand Scaler | User Entered kW Savings per unit (kW/unit) | Gross Unit Annual Gas Savings (therm/unit) | Gas Sector | Gas Rate Schedule | Gas Savings Profile | Avg remaining life on replaced units (yrs) | Early retrofit incremental kWh savings (kWh/unit) | Early retrofit incremental kW savings (kW/unit) | Early retrofit incremental Th savings (Th/unit) | Combustion Type | Effective Useful Life (years) | Net-to-Gross Ratio - kWh | Net-to-Gross Ratio - kW | Net-to-Gross Ratio - Therms | Net-to-Gross Ratio - Costs | % Eligible for TOU AC adjustment | 2006 | 2007 | 2008 | 2009 | 2010 | 2011 | 2012 | 2013 | 2014 | 2015 | 2016 | Qtr 1 | Qtr 2 | Qtr 3 | Qtr 4 | Qtr 1 | Qtr 2 | Qtr 3 | Qtr 4 | Qtr 1 | Qtr 2 | Qtr 3 | Qtr 4 | Qtr 1 | Qtr 2 | Qtr 3 | Qtr 4 | Qtr 1 | Qtr 2 | Qtr 3 | Qtr 4 | Qtr 1 | Qtr 2 | Qtr 3 | Qtr 4 | Qtr 1 | Qtr 2 | Qtr 3 | Qtr 4 | Qtr 1 | Qtr 2 | Qtr 3 | Qtr 4 | Qtr 1 | Qtr 2 | Qtr 3 | Qtr 4 | Qtr 1 | Qtr 2 | Qtr 3 | Qtr 4 | Qtr 1 | Qtr 2 | Qtr 3 | Qtr 4 | Total Number of Units | Comments
0 | 267045-Commercial Condensor Coil Cleaning (all units - savings at 50% of DEER) Com All CZ10 VintAll | 0 | 10 | Commercial | 01-ALC-AllCommercial-Cooling | 0 |  |  |  |  | 10 | 10 | 0 | 0 | 0 | 0 | 74 |  | kWh | 0.0665 | 0 | Commercial |  | Annual | [5 empty] | 3 | 1 |  |  |  | 1 | 0 | 0 | 6 | 0 | 0 | 0 | 0 | 0 | 0 | 0 | 0 | 2006 Qtr 1: 0; 2006 Qtr 2: 0; 2006 Qtr 3: 0; 2006 Qtr 4: 0; 2007 Qtr 1: 0; 2007 Qtr 2: 0; 2007 Qtr 3: 0; 2007 Qtr 4: 0; 2008 Qtr 1: 0; 2008 Qtr 2: 0; 2008 Qtr 3: 0; 2008 Qtr 4: 6 | 6
0 | 267030-Commercial HVAC Diagnostic/Tune-up Com All CZ10 VintAll | 0 | 10 | Commercial | 01-ALC-AllCommercial-Cooling | 0 |  |  |  |  | 67.6133 | 67.6133 | 0 | 0 | 0 | 0 | 55.14 |  | kWh | 0.04 | 0 | Commercial |  | Annual | [5 empty] | 10 | 1 |  |  |  | 1 | 0 | 0 | 3.35 | 0 | 0 | 0 | 0 | 0 | 0 | 0 | 0 | 2006 Qtr 1: 0; 2006 Qtr 2: 0; 2006 Qtr 3: 0; 2006 Qtr 4: 0; 2007 Qtr 1: 0; 2007 Qtr 2: 0; 2007 Qtr 3: 0; 2007 Qtr 4: 0; 2008 Qtr 1: 0; 2008 Qtr 2: 0; 2008 Qtr 3: 0; 2008 Qtr 4: 3.35 | 3.35
0 | 267045-Commercial Condensor Coil Cleaning (all units - savings at 50% of DEER) Com All CZ10 VintAll | 0 | 10 | Commercial | 01-ALC-AllCommercial-Cooling | 0 |  |  |  |  | 10 | 10 | 0 | 0 | 0 | 0 | 74 |  | kWh | 0.0665 | 0 | Commercial |  | Annual | [5 empty] | 3 | 1 |  |  |  | 1 | 0 | 0 | 5 | 0 | 0 | 0 | 0 | 0 | 0 | 0 | 0 | 2006 Qtr 1: 0; 2006 Qtr 2: 0; 2006 Qtr 3: 0; 2006 Qtr 4: 0; 2007 Qtr 1: 0; 2007 Qtr 2: 0; 2007 Qtr 3: 0; 2007 Qtr 4: 0; 2008 Qtr 1: 0; 2008 Qtr 2: 0; 2008 Qtr 3: 0; 2008 Qtr 4: 5 | 5
0 | 267045-Commercial Condensor Coil Cleaning (all units - savings at 50% of DEER) Com All CZ10 VintAll | 0 | 10 | Commercial | 01-ALC-AllCommercial-Cooling | 0 |  |  |  |  | 10 | 10 | 0 | 0 | 0 | 0 | 74 |  | kWh | 0.0665 | 0 | Commercial |  | Annual | [5 empty] | 3 | 1 |  |  |  | 1 | 0 | 0 | 5 | 0 | 0 | 0 | 0 | 0 | 0 | 0 | 0 | 2006 Qtr 1: 0; 2006 Qtr 2: 0; 2006 Qtr 3: 0; 2006 Qtr 4: 0; 2007 Qtr 1: 0; 2007 Qtr 2: 0; 2007 Qtr 3: 0; 2007 Qtr 4: 0; 2008 Qtr 1: 0; 2008 Qtr 2: 0; 2008 Qtr 3: 0; 2008 Qtr 4: 5 | 5
0 | 267045-Commercial Condensor Coil Cleaning (all units - savings at 50% of DEER) Com All CZ10 VintAll | 0 | 10 | Commercial | 01-ALC-AllCommercial-Cooling | 0 |  |  |  |  | 10 | 10 | 0 | 0 | 0 | 0 | 74 |  | kWh | 0.0665 | 0 | Commercial |  | Annual | [5 empty] | 3 | 1 |  |  |  | 1 | 0 | 0 | 6 | 0 | 0 | 0 | 0 | 0 | 0 | 0 | 0 | 2006 Qtr 1: 0; 2006 Qtr 2: 0; 2006 Qtr 3: 0; 2006 Qtr 4: 0; 2007 Qtr 1: 0; 2007 Qtr 2: 0; 2007 Qtr 3: 0; 2007 Qtr 4: 0; 2008 Qtr 1: 0; 2008 Qtr 2: 0; 2008 Qtr 3: 0; 2008 Qtr 4: 6 | 6
0 | 267030-Commercial HVAC Diagnostic/Tune-up Com All CZ10 VintAll | 0 | 10 | Commercial | 01-ALC-AllCommercial-Cooling | 0 |  |  |  |  | 67.6133 | 67.6133 | 0 | 0 | 0 | 0 | 55.14 |  | kWh | 0.04 | 0 | Commercial |  | Annual | [5 empty] | 10 | 1 |  |  |  | 1 | 0 | 0 | 4.02 | 0 | 0 | 0 | 0 | 0 | 0 | 0 | 0 | 2006 Qtr 1: 0; 2006 Qtr 2: 0; 2006 Qtr 3: 0; 2006 Qtr 4: 0; 2007 Qtr 1: 0; 2007 Qtr 2: 0; 2007 Qtr 3: 0; 2007 Qtr 4: 0; 2008 Qtr 1: 0; 2008 Qtr 2: 0; 2008 Qtr 3: 0; 2008 Qtr 4: 4.02 | 4.02
0 | 267045-Commercial Condensor Coil Cleaning (all units - savings at 50% of DEER) Com All CZ10 VintAll | 0 | 10 | Commercial | 01-ALC-AllCommercial-Cooling | 0 |  |  |  |  | 10 | 10 | 0 | 0 | 0 | 0 | 74 |  | kWh | 0.0665 | 0 | Commercial |  | Annual | [5 empty] | 3 | 1 |  |  |  | 1 | 0 | 0 | 6 | 0 | 0 | 0 | 0 | 0 | 0 | 0 | 0 | 2006 Qtr 1: 0; 2006 Qtr 2: 0; 2006 Qtr 3: 0; 2006 Qtr 4: 0; 2007 Qtr 1: 0; 2007 Qtr 2: 0; 2007 Qtr 3: 0; 2007 Qtr 4: 0; 2008 Qtr 1: 0; 2008 Qtr 2: 0; 2008 Qtr 3: 0; 2008 Qtr 4: 6 | 6
0 | 267029-Commercial HVAC Diagnostic/Tune-up Com All CZ07 VintAll | 0 | 7 | Commercial | 01-ALC-AllCommercial-Cooling | 0 |  |  |  |  | 67.6133 | 67.6133 | 0 | 0 | 0 | 0 | 35.68 |  | kWh | 0.04 | 0 | Commercial |  | Annual | [5 empty] | 10 | 1 |  |  |  | 1 | 0 | 0 | 4.02 | 0 | 0 | 0 | 0 | 0 | 0 | 0 | 0 | 2006 Qtr 1: 0; 2006 Qtr 2: 0; 2006 Qtr 3: 0; 2006 Qtr 4: 0; 2007 Qtr 1: 0; 2007 Qtr 2: 0; 2007 Qtr 3: 0; 2007 Qtr 4: 0; 2008 Qtr 1: 0; 2008 Qtr 2: 0; 2008 Qtr 3: 0; 2008 Qtr 4: 4.02 | 4.02
0 | 267044-Commercial Condensor Coil Cleaning (all units - savings at 50% of DEER) Com All CZ07 VintAll | 0 | 7 | Commercial | 01-ALC-AllCommercial-Cooling | 0 |  |  |  |  | 10 | 10 | 0 | 0 | 0 | 0 | 60 |  | kWh | 0.047 | 0 | Commercial |  | Annual | [5 empty] | 3 | 1 |  |  |  | 1 | 0 | 0 | 6 | 0 | 0 | 0 | 0 | 0 | 0 | 0 | 0 | 2006 Qtr 1: 0; 2006 Qtr 2: 0; 2006 Qtr 3: 0; 2006 Qtr 4: 0; 2007 Qtr 1: 0; 2007 Qtr 2: 0; 2007 Qtr 3: 0; 2007 Qtr 4: 0; 2008 Qtr 1: 0; 2008 Qtr 2: 0; 2008 Qtr 3: 0; 2008 Qtr 4: 6 | 6
0 | 267044-Commercial Condensor Coil Cleaning (all units - savings at 50% of DEER) Com All CZ07 VintAll | 0 | 7 | Commercial | 01-ALC-AllCommercial-Cooling | 0 |  |  |  |  | 10 | 10 | 0 | 0 | 0 | 0 | 60 |  | kWh | 0.047 | 0 | Commercial |  | Annual | [5 empty] | 3 | 1 |  |  |  | 1 | 0 | 0 | 6 | 0 | 0 | 0 | 0 | 0 | 0 | 0 | 0 | 2006 Qtr 1: 0; 2006 Qtr 2: 0; 2006 Qtr 3: 0; 2006 Qtr 4: 0; 2007 Qtr 1: 0; 2007 Qtr 2: 0; 2007 Qtr 3: 0; 2007 Qtr 4: 0; 2008 Qtr 1: 0; 2008 Qtr 2: 0; 2008 Qtr 3: 0; 2008 Qtr 4: 6 | 6
0 | 267044-Commercial Condensor Coil Cleaning (all units - savings at 50% of DEER) Com All CZ07 VintAll | 0 | 7 | Commercial | 01-ALC-AllCommercial-Cooling | 0 |  |  |  |  | 10 | 10.7143 | 0 | 0 | 0 | -0.71429 | 60 |  | kWh | 0.047 | 0 | Commercial |  | Annual | [5 empty] | 3 | 1 |  |  |  | 1 | 0 | 0 | 7 | 0 | 0 | 0 | 0 | 0 | 0 | 0 | 0 | 2006 Qtr 1: 0; 2006 Qtr 2: 0; 2006 Qtr 3: 0; 2006 Qtr 4: 0; 2007 Qtr 1: 0; 2007 Qtr 2: 0; 2007 Qtr 3: 0; 2007 Qtr 4: 0; 2008 Qtr 1: 0; 2008 Qtr 2: 0; 2008 Qtr 3: 0; 2008 Qtr 4: 7 | 7
0 | 267029-Commercial HVAC Diagnostic/Tune-up Com All CZ07 VintAll | 0 | 7 | Commercial | 01-ALC-AllCommercial-Cooling | 0 |  |  |  |  | 67.6133 | 67.6133 | 0 | 0 | 0 | 0 | 35.68 |  | kWh | 0.04 | 0 | Commercial |  | Annual | [5 empty] | 10 | 1 |  |  |  | 1 | 0 | 0 | 2.68 | 0 | 0 | 0 | 0 | 0 | 0 | 0 | 0 | 2006 Qtr 1: 0; 2006 Qtr 2: 0; 2006 Qtr 3: 0; 2006 Qtr 4: 0; 2007 Qtr 1: 0; 2007 Qtr 2: 0; 2007 Qtr 3: 0; 2007 Qtr 4: 0; 2008 Qtr 1: 0; 2008 Qtr 2: 0; 2008 Qtr 3: 0; 2008 Qtr 4: 2.68 | 2.68
0 | 267044-Commercial Condensor Coil Cleaning (all units - savings at 50% of DEER) Com All CZ07 VintAll | 0 | 7 | Commercial | 01-ALC-AllCommercial-Cooling | 0 |  |  |  |  | 10 | 10 | 0 | 0 | 0 | 0 | 60 |  | kWh | 0.047 | 0 | Commercial |  | Annual | [5 empty] | 3 | 1 |  |  |  | 1 | 0 | 0 | 4 | 0 | 0 | 0 | 0 | 0 | 0 | 0 | 0 | 2006 Qtr 1: 0; 2006 Qtr 2: 0; 2006 Qtr 3: 0; 2006 Qtr 4: 0; 2007 Qtr 1: 0; 2007 Qtr 2: 0; 2007 Qtr 3: 0; 2007 Qtr 4: 0; 2008 Qtr 1: 0; 2008 Qtr 2: 0; 2008 Qtr 3: 0; 2008 Qtr 4: 4 | 4
0 | 267029-Commercial HVAC Diagnostic/Tune-up Com All CZ07 VintAll | 0 | 7 | Commercial | 01-ALC-AllCommercial-Cooling | 0 |  |  |  |  | 67.6133 | 72.4428 | 0 | 0 | 0 | -4.8295 | 35.68 |  | kWh | 0.04 | 0 | Commercial |  | Annual | [5 empty] | 10 | 1 |  |  |  | 1 | 0 | 0 | 4.69 | 0 | 0 | 0 | 0 | 0 | 0 | 0 | 0 | 2006 Qtr 1: 0; 2006 Qtr 2: 0; 2006 Qtr 3: 0; 2006 Qtr 4: 0; 2007 Qtr 1: 0; 2007 Qtr 2: 0; 2007 Qtr 3: 0; 2007 Qtr 4: 0; 2008 Qtr 1: 0; 2008 Qtr 2: 0; 2008 Qtr 3: 0; 2008 Qtr 4: 4.69 | 4.69
0 | 267044-Commercial Condensor Coil Cleaning (all units - savings at 50% of DEER) Com All CZ07 VintAll | 0 | 7 | Commercial | 01-ALC-AllCommercial-Cooling | 0 |  |  |  |  | 10 | 10.7143 | 0 | 0 | 0 | -0.71429 | 60 |  | kWh | 0.047 | 0 | Commercial |  | Annual | [5 empty] | 3 | 1 |  |  |  | 1 | 0 | 0 | 7 | 0 | 0 | 0 | 0 | 0 | 0 | 0 | 0 | 2006 Qtr 1: 0; 2006 Qtr 2: 0; 2006 Qtr 3: 0; 2006 Qtr 4: 0; 2007 Qtr 1: 0; 2007 Qtr 2: 0; 2007 Qtr 3: 0; 2007 Qtr 4: 0; 2008 Qtr 1: 0; 2008 Qtr 2: 0; 2008 Qtr 3: 0; 2008 Qtr 4: 7 | 7
0 | 267029-Commercial HVAC Diagnostic/Tune-up Com All CZ07 VintAll | 0 | 7 | Commercial | 01-ALC-AllCommercial-Cooling | 0 |  |  |  |  | 67.6133 | 67.6133 | 0 | 0 | 0 | 0 | 35.68 |  | kWh | 0.04 | 0 | Commercial |  | Annual | [5 empty] | 10 | 1 |  |  |  | 1 | 0 | 0 | 3.35 | 0 | 0 | 0 | 0 | 0 | 0 | 0 | 0 | 2006 Qtr 1: 0; 2006 Qtr 2: 0; 2006 Qtr 3: 0; 2006 Qtr 4: 0; 2007 Qtr 1: 0; 2007 Qtr 2: 0; 2007 Qtr 3: 0; 2007 Qtr 4: 0; 2008 Qtr 1: 0; 2008 Qtr 2: 0; 2008 Qtr 3: 0; 2008 Qtr 4: 3.35 | 3.35
0 | 267044-Commercial Condensor Coil Cleaning (all units - savings at 50% of DEER) Com All CZ07 VintAll | 0 | 7 | Commercial | 01-ALC-AllCommercial-Cooling | 0 |  |  |  |  | 10 | 10 | 0 | 0 | 0 | 0 | 60 |  | kWh | 0.047 | 0 | Commercial |  | Annual | [5 empty] | 3 | 1 |  |  |  | 1 | 0 | 0 | 5 | 0 | 0 | 0 | 0 | 0 | 0 | 0 | 0 | 2006 Qtr 1: 0; 2006 Qtr 2: 0; 2006 Qtr 3: 0; 2006 Qtr 4: 0; 2007 Qtr 1: 0; 2007 Qtr 2: 0; 2007 Qtr 3: 0; 2007 Qtr 4: 0; 2008 Qtr 1: 0; 2008 Qtr 2: 0; 2008 Qtr 3: 0; 2008 Qtr 4: 5 | 5
0 | 267044-Commercial Condensor Coil Cleaning (all units - savings at 50% of DEER) Com All CZ07 VintAll | 0 | 7 | Commercial | 01-ALC-AllCommercial-Cooling | 0 |  |  |  |  | 10 | 10 | 0 | 0 | 0 | 0 | 60 |  | kWh | 0.047 | 0 | Commercial |  | Annual | [5 empty] | 3 | 1 |  |  |  | 1 | 0 | 0 | 3 | 0 | 0 | 0 | 0 | 0 | 0 | 0 | 0 | 2006 Qtr 1: 0; 2006 Qtr 2: 0; 2006 Qtr 3: 0; 2006 Qtr 4: 0; 2007 Qtr 1: 0; 2007 Qtr 2: 0; 2007 Qtr 3: 0; 2007 Qtr 4: 0; 2008 Qtr 1: 0; 2008 Qtr 2: 0; 2008 Qtr 3: 0; 2008 Qtr 4: 3 | 3
0 | 267044-Commercial Condensor Coil Cleaning (all units - savings at 50% of DEER) Com All CZ07 VintAll | 0 | 7 | Commercial | 01-ALC-AllCommercial-Cooling | 0 |  |  |  |  | 10 | 12.5 | 0 | 0 | 0 | -2.5 | 60 |  | kWh | 0.047 | 0 | Commercial |  | Annual | [5 empty] | 3 | 1 |  |  |  | 1 | 0 | 0 | 3 | 0 | 0 | 0 | 0 | 0 | 0 | 0 | 0 | 2006 Qtr 1: 0; 2006 Qtr 2: 0; 2006 Qtr 3: 0; 2006 Qtr 4: 0; 2007 Qtr 1: 0; 2007 Qtr 2: 0; 2007 Qtr 3: 0; 2007 Qtr 4: 0; 2008 Qtr 1: 0; 2008 Qtr 2: 0; 2008 Qtr 3: 0; 2008 Qtr 4: 3 | 3
0 | 267044-Commercial Condensor Coil Cleaning (all units - savings at 50% of DEER) Com All CZ07 VintAll | 0 | 7 | Commercial | 01-ALC-AllCommercial-Cooling | 0 |  |  |  |  | 10 | 12.5 | 0 | 0 | 0 | -2.5 | 60 |  | kWh | 0.047 | 0 | Commercial |  | Annual | [5 empty] | 3 | 1 |  |  |  | 1 | 0 | 0 | 3 | 0 | 0 | 0 | 0 | 0 | 0 | 0 | 0 | 2006 Qtr 1: 0; 2006 Qtr 2: 0; 2006 Qtr 3: 0; 2006 Qtr 4: 0; 2007 Qtr 1: 0; 2007 Qtr 2: 0; 2007 Qtr 3: 0; 2007 Qtr 4: 0; 2008 Qtr 1: 0; 2008 Qtr 2: 0; 2008 Qtr 3: 0; 2008 Qtr 4: 3 | 3
0 | 267044-Commercial Condensor Coil Cleaning (all units - savings at 50% of DEER) Com All CZ07 VintAll | 0 | 7 | Commercial | 01-ALC-AllCommercial-Cooling | 0 |  |  |  |  | 10 | 10 | 0 | 0 | 0 | 0 | 60 |  | kWh | 0.047 | 0 | Commercial |  | Annual | [5 empty] | 3 | 1 |  |  |  | 1 | 0 | 0 | 5 | 0 | 0 | 0 | 0 | 0 | 0 | 0 | 0 | 2006 Qtr 1: 0; 2006 Qtr 2: 0; 2006 Qtr 3: 0; 2006 Qtr 4: 0; 2007 Qtr 1: 0; 2007 Qtr 2: 0; 2007 Qtr 3: 0; 2007 Qtr 4: 0; 2008 Qtr 1: 0; 2008 Qtr 2: 0; 2008 Qtr 3: 0; 2008 Qtr 4: 5 | 5
0 | 267044-Commercial Condensor Coil Cleaning (all units - savings at 50% of DEER) Com All CZ07 VintAll | 0 | 7 | Commercial | 01-ALC-AllCommercial-Cooling | 0 |  |  |  |  | 10 | 10 | 0 | 0 | 0 | 0 | 60 |  | kWh | 0.047 | 0 | Commercial |  | Annual | [5 empty] | 3 | 1 |  |  |  | 1 | 0 | 0 | 5 | 0 | 0 | 0 | 0 | 0 | 0 | 0 | 0 | 2006 Qtr 1: 0; 2006 Qtr 2: 0; 2006 Qtr 3: 0; 2006 Qtr 4: 0; 2007 Qtr 1: 0; 2007 Qtr 2: 0; 2007 Qtr 3: 0; 2007 Qtr 4: 0; 2008 Qtr 1: 0; 2008 Qtr 2: 0; 2008 Qtr 3: 0; 2008 Qtr 4: 5 | 5
0 | 267044-Commercial Condensor Coil Cleaning (all units - savings at 50% of DEER) Com All CZ07 VintAll | 0 | 7 | Commercial | 01-ALC-AllCommercial-Cooling | 0 |  |  |  |  | 10 | 10 | 0 | 0 | 0 | 0 | 60 |  | kWh | 0.047 | 0 | Commercial |  | Annual | [5 empty] | 3 | 1 |  |  |  | 1 | 0 | 0 | 5 | 0 | 0 | 0 | 0 | 0 | 0 | 0 | 0 | 2006 Qtr 1: 0; 2006 Qtr 2: 0; 2006 Qtr 3: 0; 2006 Qtr 4: 0; 2007 Qtr 1: 0; 2007 Qtr 2: 0; 2007 Qtr 3: 0; 2007 Qtr 4: 0; 2008 Qtr 1: 0; 2008 Qtr 2: 0; 2008 Qtr 3: 0; 2008 Qtr 4: 5 | 5
0 | 267044-Commercial Condensor Coil Cleaning (all units - savings at 50% of DEER) Com All CZ07 VintAll | 0 | 7 | Commercial | 01-ALC-AllCommercial-Cooling | 0 |  |  |  |  | 10 | 10 | 0 | 0 | 0 | 0 | 60 |  | kWh | 0.047 | 0 | Commercial |  | Annual | [5 empty] | 3 | 1 |  |  |  | 1 | 0 | 0 | 5 | 0 | 0 | 0 | 0 | 0 | 0 | 0 | 0 | 2006 Qtr 1: 0; 2006 Qtr 2: 0; 2006 Qtr 3: 0; 2006 Qtr 4: 0; 2007 Qtr 1: 0; 2007 Qtr 2: 0; 2007 Qtr 3: 0; 2007 Qtr 4: 0; 2008 Qtr 1: 0; 2008 Qtr 2: 0; 2008 Qtr 3: 0; 2008 Qtr 4: 5 | 5
0 | 267029-Commercial HVAC Diagnostic/Tune-up Com All CZ07 VintAll | 0 | 7 | Commercial | 01-ALC-AllCommercial-Cooling | 0 |  |  |  |  | 67.6133 | 67.6133 | 0 | 0 | 0 | 0 | 35.68 |  | kWh | 0.04 | 0 | Commercial |  | Annual | [5 empty] | 10 | 1 |  |  |  | 1 | 0 | 0 | 2.01 | 0 | 0 | 0 | 0 | 0 | 0 | 0 | 0 | 2006 Qtr 1: 0; 2006 Qtr 2: 0; 2006 Qtr 3: 0; 2006 Qtr 4: 0; 2007 Qtr 1: 0; 2007 Qtr 2: 0; 2007 Qtr 3: 0; 2007 Qtr 4: 0; 2008 Qtr 1: 0; 2008 Qtr 2: 0; 2008 Qtr 3: 0; 2008 Qtr 4: 2.01 | 2.01
0 | 267044-Commercial Condensor Coil Cleaning (all units - savings at 50% of DEER) Com All CZ07 VintAll | 0 | 7 | Commercial | 01-ALC-AllCommercial-Cooling | 0 |  |  |  |  | 10 | 10 | 0 | 0 | 0 | 0 | 60 |  | kWh | 0.047 | 0 | Commercial |  | Annual | [5 empty] | 3 | 1 |  |  |  | 1 | 0 | 0 | 3 | 0 | 0 | 0 | 0 | 0 | 0 | 0 | 0 | 2006 Qtr 1: 0; 2006 Qtr 2: 0; 2006 Qtr 3: 0; 2006 Qtr 4: 0; 2007 Qtr 1: 0; 2007 Qtr 2: 0; 2007 Qtr 3: 0; 2007 Qtr 4: 0; 2008 Qtr 1: 0; 2008 Qtr 2: 0; 2008 Qtr 3: 0; 2008 Qtr 4: 3 | 3
0 | 267029-Commercial HVAC Diagnostic/Tune-up Com All CZ07 VintAll | 0 | 7 | Commercial | 01-ALC-AllCommercial-Cooling | 0 |  |  |  |  | 67.6133 | 67.6133 | 0 | 0 | 0 | 0 | 35.68 |  | kWh | 0.04 | 0 | Commercial |  | Annual | [5 empty] | 10 | 1 |  |  |  | 1 | 0 | 0 | 3.35 | 0 | 0 | 0 | 0 | 0 | 0 | 0 | 0 | 2006 Qtr 1: 0; 2006 Qtr 2: 0; 2006 Qtr 3: 0; 2006 Qtr 4: 0; 2007 Qtr 1: 0; 2007 Qtr 2: 0; 2007 Qtr 3: 0; 2007 Qtr 4: 0; 2008 Qtr 1: 0; 2008 Qtr 2: 0; 2008 Qtr 3: 0; 2008 Qtr 4: 3.35 | 3.35
0 | 267044-Commercial Condensor Coil Cleaning (all units - savings at 50% of DEER) Com All CZ07 VintAll | 0 | 7 | Commercial | 01-ALC-AllCommercial-Cooling | 0 |  |  |  |  | 10 | 10 | 0 | 0 | 0 | 0 | 60 |  | kWh | 0.047 | 0 | Commercial |  | Annual | [5 empty] | 3 | 1 |  |  |  | 1 | 0 | 0 | 5 | 0 | 0 | 0 | 0 | 0 | 0 | 0 | 0 | 2006 Qtr 1: 0; 2006 Qtr 2: 0; 2006 Qtr 3: 0; 2006 Qtr 4: 0; 2007 Qtr 1: 0; 2007 Qtr 2: 0; 2007 Qtr 3: 0; 2007 Qtr 4: 0; 2008 Qtr 1: 0; 2008 Qtr 2: 0; 2008 Qtr 3: 0; 2008 Qtr 4: 5 | 5
0 | 267044-Commercial Condensor Coil Cleaning (all units - savings at 50% of DEER) Com All CZ07 VintAll | 0 | 7 | Commercial | 01-ALC-AllCommercial-Cooling | 0 |  |  |  |  | 10 | 10 | 0 | 0 | 0 | 0 | 60 |  | kWh | 0.047 | 0 | Commercial |  | Annual | [5 empty] | 3 | 1 |  |  |  | 1 | 0 | 0 | 5 | 0 | 0 | 0 | 0 | 0 | 0 | 0 | 0 | 2006 Qtr 1: 0; 2006 Qtr 2: 0; 2006 Qtr 3: 0; 2006 Qtr 4: 0; 2007 Qtr 1: 0; 2007 Qtr 2: 0; 2007 Qtr 3: 0; 2007 Qtr 4: 0; 2008 Qtr 1: 0; 2008 Qtr 2: 0; 2008 Qtr 3: 0; 2008 Qtr 4: 5 | 5
0 | 267044-Commercial Condensor Coil Cleaning (all units - savings at 50% of DEER) Com All CZ07 VintAll | 0 | 7 | Commercial | 01-ALC-AllCommercial-Cooling | 0 |  |  |  |  | 10 | 10 | 0 | 0 | 0 | 0 | 60 |  | kWh | 0.047 | 0 | Commercial |  | Annual | [5 empty] | 3 | 1 |  |  |  | 1 | 0 | 0 | 5 | 0 | 0 | 0 | 0 | 0 | 0 | 0 | 0 | 2006 Qtr 1: 0; 2006 Qtr 2: 0; 2006 Qtr 3: 0; 2006 Qtr 4: 0; 2007 Qtr 1: 0; 2007 Qtr 2: 0; 2007 Qtr 3: 0; 2007 Qtr 4: 0; 2008 Qtr 1: 0; 2008 Qtr 2: 0; 2008 Qtr 3: 0; 2008 Qtr 4: 5 | 5
0 | 267044-Commercial Condensor Coil Cleaning (all units - savings at 50% of DEER) Com All CZ07 VintAll | 0 | 7 | Commercial | 01-ALC-AllCommercial-Cooling | 0 |  |  |  |  | 10 | 10 | 0 | 0 | 0 | 0 | 60 |  | kWh | 0.047 | 0 | Commercial |  | Annual | [5 empty] | 3 | 1 |  |  |  | 1 | 0 | 0 | 6 | 0 | 0 | 0 | 0 | 0 | 0 | 0 | 0 | 2006 Qtr 1: 0; 2006 Qtr 2: 0; 2006 Qtr 3: 0; 2006 Qtr 4: 0; 2007 Qtr 1: 0; 2007 Qtr 2: 0; 2007 Qtr 3: 0; 2007 Qtr 4: 0; 2008 Qtr 1: 0; 2008 Qtr 2: 0; 2008 Qtr 3: 0; 2008 Qtr 4: 6 | 6
0 | 267044-Commercial Condensor Coil Cleaning (all units - savings at 50% of DEER) Com All CZ07 VintAll | 0 | 7 | Commercial | 01-ALC-AllCommercial-Cooling | 0 |  |  |  |  | 10 | 10 | 0 | 0 | 0 | 0 | 60 |  | kWh | 0.047 | 0 | Commercial |  | Annual | [5 empty] | 3 | 1 |  |  |  | 1 | 0 | 0 | 6 | 0 | 0 | 0 | 0 | 0 | 0 | 0 | 0 | 2006 Qtr 1: 0; 2006 Qtr 2: 0; 2006 Qtr 3: 0; 2006 Qtr 4: 0; 2007 Qtr 1: 0; 2007 Qtr 2: 0; 2007 Qtr 3: 0; 2007 Qtr 4: 0; 2008 Qtr 1: 0; 2008 Qtr 2: 0; 2008 Qtr 3: 0; 2008 Qtr 4: 6 | 6
0 | 267044-Commercial Condensor Coil Cleaning (all units - savings at 50% of DEER) Com All CZ07 VintAll | 0 | 7 | Commercial | 01-ALC-AllCommercial-Cooling | 0 |  |  |  |  | 10 | 10 | 0 | 0 | 0 | 0 | 60 |  | kWh | 0.047 | 0 | Commercial |  | Annual | [5 empty] | 3 | 1 |  |  |  | 1 | 0 | 0 | 3 | 0 | 0 | 0 | 0 | 0 | 0 | 0 | 0 | 2006 Qtr 1: 0; 2006 Qtr 2: 0; 2006 Qtr 3: 0; 2006 Qtr 4: 0; 2007 Qtr 1: 0; 2007 Qtr 2: 0; 2007 Qtr 3: 0; 2007 Qtr 4: 0; 2008 Qtr 1: 0; 2008 Qtr 2: 0; 2008 Qtr 3: 0; 2008 Qtr 4: 3 | 3
0 | 267044-Commercial Condensor Coil Cleaning (all units - savings at 50% of DEER) Com All CZ07 VintAll | 0 | 7 | Commercial | 01-ALC-AllCommercial-Cooling | 0 |  |  |  |  | 10 | 10 | 0 | 0 | 0 | 0 | 60 |  | kWh | 0.047 | 0 | Commercial |  | Annual | [5 empty] | 3 | 1 |  |  |  | 1 | 0 | 0 | 4 | 0 | 0 | 0 | 0 | 0 | 0 | 0 | 0 | 2006 Qtr 1: 0; 2006 Qtr 2: 0; 2006 Qtr 3: 0; 2006 Qtr 4: 0; 2007 Qtr 1: 0; 2007 Qtr 2: 0; 2007 Qtr 3: 0; 2007 Qtr 4: 0; 2008 Qtr 1: 0; 2008 Qtr 2: 0; 2008 Qtr 3: 0; 2008 Qtr 4: 4 | 4
0 | 267044-Commercial Condensor Coil Cleaning (all units - savings at 50% of DEER) Com All CZ07 VintAll | 0 | 7 | Commercial | 01-ALC-AllCommercial-Cooling | 0 |  |  |  |  | 10 | 10 | 0 | 0 | 0 | 0 | 60 |  | kWh | 0.047 | 0 | Commercial |  | Annual | [5 empty] | 3 | 1 |  |  |  | 1 | 0 | 0 | 5 | 0 | 0 | 0 | 0 | 0 | 0 | 0 | 0 | 2006 Qtr 1: 0; 2006 Qtr 2: 0; 2006 Qtr 3: 0; 2006 Qtr 4: 0; 2007 Qtr 1: 0; 2007 Qtr 2: 0; 2007 Qtr 3: 0; 2007 Qtr 4: 0; 2008 Qtr 1: 0; 2008 Qtr 2: 0; 2008 Qtr 3: 0; 2008 Qtr 4: 5 | 5
0 | 267029-Commercial HVAC Diagnostic/Tune-up Com All CZ07 VintAll | 0 | 7 | Commercial | 01-ALC-AllCommercial-Cooling | 0 |  |  |  |  | 67.6133 | 67.6133 | 0 | 0 | 0 | 0 | 35.68 |  | kWh | 0.04 | 0 | Commercial |  | Annual | [5 empty] | 10 | 1 |  |  |  | 1 | 0 | 0 | 2.01 | 0 | 0 | 0 | 0 | 0 | 0 | 0 | 0 | 2006 Qtr 1: 0; 2006 Qtr 2: 0; 2006 Qtr 3: 0; 2006 Qtr 4: 0; 2007 Qtr 1: 0; 2007 Qtr 2: 0; 2007 Qtr 3: 0; 2007 Qtr 4: 0; 2008 Qtr 1: 0; 2008 Qtr 2: 0; 2008 Qtr 3: 0; 2008 Qtr 4: 2.01 | 2.01
0 | 267044-Commercial Condensor Coil Cleaning (all units - savings at 50% of DEER) Com All CZ07 VintAll | 0 | 7 | Commercial | 01-ALC-AllCommercial-Cooling | 0 |  |  |  |  | 10 | 10 | 0 | 0 | 0 | 0 | 60 |  | kWh | 0.047 | 0 | Commercial |  | Annual | [5 empty] | 3 | 1 |  |  |  | 1 | 0 | 0 | 3 | 0 | 0 | 0 | 0 | 0 | 0 | 0 | 0 | 2006 Qtr 1: 0; 2006 Qtr 2: 0; 2006 Qtr 3: 0; 2006 Qtr 4: 0; 2007 Qtr 1: 0; 2007 Qtr 2: 0; 2007 Qtr 3: 0; 2007 Qtr 4: 0; 2008 Qtr 1: 0; 2008 Qtr 2: 0; 2008 Qtr 3: 0; 2008 Qtr 4: 3 | 3
0 | 267029-Commercial HVAC Diagnostic/Tune-up Com All CZ07 VintAll | 0 | 7 | Commercial | 01-ALC-AllCommercial-Cooling | 0 |  |  |  |  | 67.6133 | 67.6133 | 0 | 0 | 0 | 0 | 35.68 |  | kWh | 0.04 | 0 | Commercial |  | Annual | [5 empty] | 10 | 1 |  |  |  | 1 | 0 | 0 | 3.35 | 0 | 0 | 0 | 0 | 0 | 0 | 0 | 0 | 2006 Qtr 1: 0; 2006 Qtr 2: 0; 2006 Qtr 3: 0; 2006 Qtr 4: 0; 2007 Qtr 1: 0; 2007 Qtr 2: 0; 2007 Qtr 3: 0; 2007 Qtr 4: 0; 2008 Qtr 1: 0; 2008 Qtr 2: 0; 2008 Qtr 3: 0; 2008 Qtr 4: 3.35 | 3.35
0 | 267044-Commercial Condensor Coil Cleaning (all units - savings at 50% of DEER) Com All CZ07 VintAll | 0 | 7 | Commercial | 01-ALC-AllCommercial-Cooling | 0 |  |  |  |  | 10 | 10 | 0 | 0 | 0 | 0 | 60 |  | kWh | 0.047 | 0 | Commercial |  | Annual | [5 empty] | 3 | 1 |  |  |  | 1 | 0 | 0 | 5 | 0 | 0 | 0 | 0 | 0 | 0 | 0 | 0 | 2006 Qtr 1: 0; 2006 Qtr 2: 0; 2006 Qtr 3: 0; 2006 Qtr 4: 0; 2007 Qtr 1: 0; 2007 Qtr 2: 0; 2007 Qtr 3: 0; 2007 Qtr 4: 0; 2008 Qtr 1: 0; 2008 Qtr 2: 0; 2008 Qtr 3: 0; 2008 Qtr 4: 5 | 5
0 | 267029-Commercial HVAC Diagnostic/Tune-up Com All CZ07 VintAll | 0 | 7 | Commercial | 01-ALC-AllCommercial-Cooling | 0 |  |  |  |  | 67.6133 | 67.6133 | 0 | 0 | 0 | 0 | 35.68 |  | kWh | 0.04 | 0 | Commercial |  | Annual | [5 empty] | 10 | 1 |  |  |  | 1 | 0 | 0 | 3.35 | 0 | 0 | 0 | 0 | 0 | 0 | 0 | 0 | 2006 Qtr 1: 0; 2006 Qtr 2: 0; 2006 Qtr 3: 0; 2006 Qtr 4: 0; 2007 Qtr 1: 0; 2007 Qtr 2: 0; 2007 Qtr 3: 0; 2007 Qtr 4: 0; 2008 Qtr 1: 0; 2008 Qtr 2: 0; 2008 Qtr 3: 0; 2008 Qtr 4: 3.35 | 3.35
0 | 267044-Commercial Condensor Coil Cleaning (all units - savings at 50% of DEER) Com All CZ07 VintAll | 0 | 7 | Commercial | 01-ALC-AllCommercial-Cooling | 0 |  |  |  |  | 10 | 10 | 0 | 0 | 0 | 0 | 60 |  | kWh | 0.047 | 0 | Commercial |  | Annual | [5 empty] | 3 | 1 |  |  |  | 1 | 0 | 0 | 5 | 0 | 0 | 0 | 0 | 0 | 0 | 0 | 0 | 2006 Qtr 1: 0; 2006 Qtr 2: 0; 2006 Qtr 3: 0; 2006 Qtr 4: 0; 2007 Qtr 1: 0; 2007 Qtr 2: 0; 2007 Qtr 3: 0; 2007 Qtr 4: 0; 2008 Qtr 1: 0; 2008 Qtr 2: 0; 2008 Qtr 3: 0; 2008 Qtr 4: 5 | 5
0 | 267044-Commercial Condensor Coil Cleaning (all units - savings at 50% of DEER) Com All CZ07 VintAll | 0 | 7 | Commercial | 01-ALC-AllCommercial-Cooling | 0 |  |  |  |  | 10 | 10.7143 | 0 | 0 | 0 | -0.71429 | 60 |  | kWh | 0.047 | 0 | Commercial |  | Annual | [5 empty] | 3 | 1 |  |  |  | 1 | 0 | 0 | 7 | 0 | 0 | 0 | 0 | 0 | 0 | 0 | 0 | 2006 Qtr 1: 0; 2006 Qtr 2: 0; 2006 Qtr 3: 0; 2006 Qtr 4: 0; 2007 Qtr 1: 0; 2007 Qtr 2: 0; 2007 Qtr 3: 0; 2007 Qtr 4: 0; 2008 Qtr 1: 0; 2008 Qtr 2: 0; 2008 Qtr 3: 0; 2008 Qtr 4: 7 | 7
0 | 267044-Commercial Condensor Coil Cleaning (all units - savings at 50% of DEER) Com All CZ07 VintAll | 0 | 7 | Commercial | 01-ALC-AllCommercial-Cooling | 0 |  |  |  |  | 10 | 10.7143 | 0 | 0 | 0 | -0.71429 | 60 |  | kWh | 0.047 | 0 | Commercial |  | Annual | [5 empty] | 3 | 1 |  |  |  | 1 | 0 | 0 | 7 | 0 | 0 | 0 | 0 | 0 | 0 | 0 | 0 | 2006 Qtr 1: 0; 2006 Qtr 2: 0; 2006 Qtr 3: 0; 2006 Qtr 4: 0; 2007 Qtr 1: 0; 2007 Qtr 2: 0; 2007 Qtr 3: 0; 2007 Qtr 4: 0; 2008 Qtr 1: 0; 2008 Qtr 2: 0; 2008 Qtr 3: 0; 2008 Qtr 4: 7 | 7
0 | 267044-Commercial Condensor Coil Cleaning (all units - savings at 50% of DEER) Com All CZ07 VintAll | 0 | 7 | Commercial | 01-ALC-AllCommercial-Cooling | 0 |  |  |  |  | 10 | 10 | 0 | 0 | 0 | 0 | 60 |  | kWh | 0.047 | 0 | Commercial |  | Annual | [5 empty] | 3 | 1 |  |  |  | 1 | 0 | 0 | 4 | 0 | 0 | 0 | 0 | 0 | 0 | 0 | 0 | 2006 Qtr 1: 0; 2006 Qtr 2: 0; 2006 Qtr 3: 0; 2006 Qtr 4: 0; 2007 Qtr 1: 0; 2007 Qtr 2: 0; 2007 Qtr 3: 0; 2007 Qtr 4: 0; 2008 Qtr 1: 0; 2008 Qtr 2: 0; 2008 Qtr 3: 0; 2008 Qtr 4: 4 | 4
0 | 267029-Commercial HVAC Diagnostic/Tune-up Com All CZ07 VintAll | 0 | 7 | Commercial | 01-ALC-AllCommercial-Cooling | 0 |  |  |  |  | 67.6133 | 67.6133 | 0 | 0 | 0 | 0 | 35.68 |  | kWh | 0.04 | 0 | Commercial |  | Annual | [5 empty] | 10 | 1 |  |  |  | 1 | 0 | 0 | 3.35 | 0 | 0 | 0 | 0 | 0 | 0 | 0 | 0 | 2006 Qtr 1: 0; 2006 Qtr 2: 0; 2006 Qtr 3: 0; 2006 Qtr 4: 0; 2007 Qtr 1: 0; 2007 Qtr 2: 0; 2007 Qtr 3: 0; 2007 Qtr 4: 0; 2008 Qtr 1: 0; 2008 Qtr 2: 0; 2008 Qtr 3: 0; 2008 Qtr 4: 3.35 | 3.35
0 | 267044-Commercial Condensor Coil Cleaning (all units - savings at 50% of DEER) Com All CZ07 VintAll | 0 | 7 | Commercial | 01-ALC-AllCommercial-Cooling | 0 |  |  |  |  | 10 | 10 | 0 | 0 | 0 | 0 | 60 |  | kWh | 0.047 | 0 | Commercial |  | Annual | [5 empty] | 3 | 1 |  |  |  | 1 | 0 | 0 | 5 | 0 | 0 | 0 | 0 | 0 | 0 | 0 | 0 | 2006 Qtr 1: 0; 2006 Qtr 2: 0; 2006 Qtr 3: 0; 2006 Qtr 4: 0; 2007 Qtr 1: 0; 2007 Qtr 2: 0; 2007 Qtr 3: 0; 2007 Qtr 4: 0; 2008 Qtr 1: 0; 2008 Qtr 2: 0; 2008 Qtr 3: 0; 2008 Qtr 4: 5 | 5
0 | 267044-Commercial Condensor Coil Cleaning (all units - savings at 50% of DEER) Com All CZ07 VintAll | 0 | 7 | Commercial | 01-ALC-AllCommercial-Cooling | 0 |  |  |  |  | 10 | 10 | 0 | 0 | 0 | 0 | 60 |  | kWh | 0.047 | 0 | Commercial |  | Annual | [5 empty] | 3 | 1 |  |  |  | 1 | 0 | 0 | 5 | 0 | 0 | 0 | 0 | 0 | 0 | 0 | 0 | 2006 Qtr 1: 0; 2006 Qtr 2: 0; 2006 Qtr 3: 0; 2006 Qtr 4: 0; 2007 Qtr 1: 0; 2007 Qtr 2: 0; 2007 Qtr 3: 0; 2007 Qtr 4: 0; 2008 Qtr 1: 0; 2008 Qtr 2: 0; 2008 Qtr 3: 0; 2008 Qtr 4: 5 | 5
0 | 267029-Commercial HVAC Diagnostic/Tune-up Com All CZ07 VintAll | 0 | 7 | Commercial | 01-ALC-AllCommercial-Cooling | 0 |  |  |  |  | 67.6133 | 72.4428 | 0 | 0 | 0 | -4.8295 | 35.68 |  | kWh | 0.04 | 0 | Commercial |  | Annual | [5 empty] | 10 | 1 |  |  |  | 1 | 0 | 0 | 4.69 | 0 | 0 | 0 | 0 | 0 | 0 | 0 | 0 | 2006 Qtr 1: 0; 2006 Qtr 2: 0; 2006 Qtr 3: 0; 2006 Qtr 4: 0; 2007 Qtr 1: 0; 2007 Qtr 2: 0; 2007 Qtr 3: 0; 2007 Qtr 4: 0; 2008 Qtr 1: 0; 2008 Qtr 2: 0; 2008 Qtr 3: 0; 2008 Qtr 4: 4.69 | 4.69
0 | 267044-Commercial Condensor Coil Cleaning (all units - savings at 50% of DEER) Com All CZ07 VintAll | 0 | 7 | Commercial | 01-ALC-AllCommercial-Cooling | 0 |  |  |  |  | 10 | 10.7143 | 0 | 0 | 0 | -0.71429 | 60 |  | kWh | 0.047 | 0 | Commercial |  | Annual | [5 empty] | 3 | 1 |  |  |  | 1 | 0 | 0 | 7 | 0 | 0 | 0 | 0 | 0 | 0 | 0 | 0 | 2006 Qtr 1: 0; 2006 Qtr 2: 0; 2006 Qtr 3: 0; 2006 Qtr 4: 0; 2007 Qtr 1: 0; 2007 Qtr 2: 0; 2007 Qtr 3: 0; 2007 Qtr 4: 0; 2008 Qtr 1: 0; 2008 Qtr 2: 0; 2008 Qtr 3: 0; 2008 Qtr 4: 7 | 7
0 | 267044-Commercial Condensor Coil Cleaning (all units - savings at 50% of DEER) Com All CZ07 VintAll | 0 | 7 | Commercial | 01-ALC-AllCommercial-Cooling | 0 |  |  |  |  | 10 | 10 | 0 | 0 | 0 | 0 | 60 |  | kWh | 0.047 | 0 | Commercial |  | Annual | [5 empty] | 3 | 1 |  |  |  | 1 | 0 | 0 | 6 | 0 | 0 | 0 | 0 | 0 | 0 | 0 | 0 | 2006 Qtr 1: 0; 2006 Qtr 2: 0; 2006 Qtr 3: 0; 2006 Qtr 4: 0; 2007 Qtr 1: 0; 2007 Qtr 2: 0; 2007 Qtr 3: 0; 2007 Qtr 4: 0; 2008 Qtr 1: 0; 2008 Qtr 2: 0; 2008 Qtr 3: 0; 2008 Qtr 4: 6 | 6
0 | 267044-Commercial Condensor Coil Cleaning (all units - savings at 50% of DEER) Com All CZ07 VintAll | 0 | 7 | Commercial | 01-ALC-AllCommercial-Cooling | 0 |  |  |  |  | 10 | 10 | 0 | 0 | 0 | 0 | 60 |  | kWh | 0.047 | 0 | Commercial |  | Annual | [5 empty] | 3 | 1 |  |  |  | 1 | 0 | 0 | 4 | 0 | 0 | 0 | 0 | 0 | 0 | 0 | 0 | 2006 Qtr 1: 0; 2006 Qtr 2: 0; 2006 Qtr 3: 0; 2006 Qtr 4: 0; 2007 Qtr 1: 0; 2007 Qtr 2: 0; 2007 Qtr 3: 0; 2007 Qtr 4: 0; 2008 Qtr 1: 0; 2008 Qtr 2: 0; 2008 Qtr 3: 0; 2008 Qtr 4: 4 | 4
0 | 267029-Commercial HVAC Diagnostic/Tune-up Com All CZ07 VintAll | 0 | 7 | Commercial | 01-ALC-AllCommercial-Cooling | 0 |  |  |  |  | 67.6133 | 67.6133 | 0 | 0 | 0 | 0 | 35.68 |  | kWh | 0.04 | 0 | Commercial |  | Annual | [5 empty] | 10 | 1 |  |  |  | 1 | 0 | 0 | 3.35 | 0 | 0 | 0 | 0 | 0 | 0 | 0 | 0 | 2006 Qtr 1: 0; 2006 Qtr 2: 0; 2006 Qtr 3: 0; 2006 Qtr 4: 0; 2007 Qtr 1: 0; 2007 Qtr 2: 0; 2007 Qtr 3: 0; 2007 Qtr 4: 0; 2008 Qtr 1: 0; 2008 Qtr 2: 0; 2008 Qtr 3: 0; 2008 Qtr 4: 3.35 | 3.35
0 | 267044-Commercial Condensor Coil Cleaning (all units - savings at 50% of DEER) Com All CZ07 VintAll | 0 | 7 | Commercial | 01-ALC-AllCommercial-Cooling | 0 |  |  |  |  | 10 | 10 | 0 | 0 | 0 | 0 | 60 |  | kWh | 0.047 | 0 | Commercial |  | Annual | [5 empty] | 3 | 1 |  |  |  | 1 | 0 | 0 | 5 | 0 | 0 | 0 | 0 | 0 | 0 | 0 | 0 | 2006 Qtr 1: 0; 2006 Qtr 2: 0; 2006 Qtr 3: 0; 2006 Qtr 4: 0; 2007 Qtr 1: 0; 2007 Qtr 2: 0; 2007 Qtr 3: 0; 2007 Qtr 4: 0; 2008 Qtr 1: 0; 2008 Qtr 2: 0; 2008 Qtr 3: 0; 2008 Qtr 4: 5 | 5
0 | 267029-Commercial HVAC Diagnostic/Tune-up Com All CZ07 VintAll | 0 | System | Commercial | 01-ALC-AllCommercial-Cooling | 0 |  |  |  |  | 67.6133 | 67.6133 | 0 | 0 | 0 | 0 | 196 |  | kWh | 0.04 | 0 | Commercial |  | Annual | [5 empty] | 10 | 1 |  |  |  | 1 | 0 | 0 | 2.68 | 0 | 0 | 0 | 0 | 0 | 0 | 0 | 0 | 2006 Qtr 1: 0; 2006 Qtr 2: 0; 2006 Qtr 3: 0; 2006 Qtr 4: 0; 2007 Qtr 1: 0; 2007 Qtr 2: 0; 2007 Qtr 3: 0; 2007 Qtr 4: 0; 2008 Qtr 1: 0; 2008 Qtr 2: 0; 2008 Qtr 3: 0; 2008 Qtr 4: 2.68 | 2.68
0 | 267044-Commercial Condensor Coil Cleaning (all units - savings at 50% of DEER) Com All CZ07 VintAll | 0 | System | Commercial | 01-ALC-AllCommercial-Cooling | 0 |  |  |  |  | 10 | 10 | 0 | 0 | 0 | 0 | 60 |  | kWh | 0.047 | 0 | Commercial |  | Annual | [5 empty] | 3 | 1 |  |  |  | 1 | 0 | 0 | 4 | 0 | 0 | 0 | 0 | 0 | 0 | 0 | 0 | 2006 Qtr 1: 0; 2006 Qtr 2: 0; 2006 Qtr 3: 0; 2006 Qtr 4: 0; 2007 Qtr 1: 0; 2007 Qtr 2: 0; 2007 Qtr 3: 0; 2007 Qtr 4: 0; 2008 Qtr 1: 0; 2008 Qtr 2: 0; 2008 Qtr 3: 0; 2008 Qtr 4: 4 | 4
0 | 267044-Commercial Condensor Coil Cleaning (all units - savings at 50% of DEER) Com All CZ07 VintAll | 0 | System | Commercial | 01-ALC-AllCommercial-Cooling | 0 |  |  |  |  | 10 | 10 | 0 | 0 | 0 | 0 | 60 |  | kWh | 0.047 | 0 | Commercial |  | Annual | [5 empty] | 3 | 1 |  |  |  | 1 | 0 | 0 | 6 | 0 | 0 | 0 | 0 | 0 | 0 | 0 | 0 | 2006 Qtr 1: 0; 2006 Qtr 2: 0; 2006 Qtr 3: 0; 2006 Qtr 4: 0; 2007 Qtr 1: 0; 2007 Qtr 2: 0; 2007 Qtr 3: 0; 2007 Qtr 4: 0; 2008 Qtr 1: 0; 2008 Qtr 2: 0; 2008 Qtr 3: 0; 2008 Qtr 4: 6 | 6
0 | 267029-Commercial HVAC Diagnostic/Tune-up Com All CZ07 VintAll | 0 | System | Commercial | 01-ALC-AllCommercial-Cooling | 0 |  |  |  |  | 67.6133 | 67.6133 | 0 | 0 | 0 | 0 | 196 |  | kWh | 0.04 | 0 | Commercial |  | Annual | [5 empty] | 10 | 1 |  |  |  | 1 | 0 | 0 | 2.68 | 0 | 0 | 0 | 0 | 0 | 0 | 0 | 0 | 2006 Qtr 1: 0; 2006 Qtr 2: 0; 2006 Qtr 3: 0; 2006 Qtr 4: 0; 2007 Qtr 1: 0; 2007 Qtr 2: 0; 2007 Qtr 3: 0; 2007 Qtr 4: 0; 2008 Qtr 1: 0; 2008 Qtr 2: 0; 2008 Qtr 3: 0; 2008 Qtr 4: 2.68 | 2.68
0 | 267044-Commercial Condensor Coil Cleaning (all units - savings at 50% of DEER) Com All CZ07 VintAll | 0 | System | Commercial | 01-ALC-AllCommercial-Cooling | 0 |  |  |  |  | 10 | 10 | 0 | 0 | 0 | 0 | 60 |  | kWh | 0.047 | 0 | Commercial |  | Annual | [5 empty] | 3 | 1 |  |  |  | 1 | 0 | 0 | 3 | 0 | 0 | 0 | 0 | 0 | 0 | 0 | 0 | 2006 Qtr 1: 0; 2006 Qtr 2: 0; 2006 Qtr 3: 0; 2006 Qtr 4: 0; 2007 Qtr 1: 0; 2007 Qtr 2: 0; 2007 Qtr 3: 0; 2007 Qtr 4: 0; 2008 Qtr 1: 0; 2008 Qtr 2: 0; 2008 Qtr 3: 0; 2008 Qtr 4: 3 | 3
0 | 267044-Commercial Condensor Coil Cleaning (all units - savings at 50% of DEER) Com All CZ07 VintAll | 0 | System | Commercial | 01-ALC-AllCommercial-Cooling | 0 |  |  |  |  | 10 | 10 | 0 | 0 | 0 | 0 | 60 |  | kWh | 0.047 | 0 | Commercial |  | Annual | [5 empty] | 3 | 1 |  |  |  | 1 | 0 | 0 | 6 | 0 | 0 | 0 | 0 | 0 | 0 | 0 | 0 | 2006 Qtr 1: 0; 2006 Qtr 2: 0; 2006 Qtr 3: 0; 2006 Qtr 4: 0; 2007 Qtr 1: 0; 2007 Qtr 2: 0; 2007 Qtr 3: 0; 2007 Qtr 4: 0; 2008 Qtr 1: 0; 2008 Qtr 2: 0; 2008 Qtr 3: 0; 2008 Qtr 4: 6 | 6
0 | 267044-Commercial Condensor Coil Cleaning (all units - savings at 50% of DEER) Com All CZ07 VintAll | 0 | System | Commercial | 01-ALC-AllCommercial-Cooling | 0 |  |  |  |  | 10 | 10.625 | 0 | 0 | 0 | -0.625 | 60 |  | kWh | 0.047 | 0 | Commercial |  | Annual | [5 empty] | 3 | 1 |  |  |  | 1 | 0 | 0 | 4 | 0 | 0 | 0 | 0 | 0 | 0 | 0 | 0 | 2006 Qtr 1: 0; 2006 Qtr 2: 0; 2006 Qtr 3: 0; 2006 Qtr 4: 0; 2007 Qtr 1: 0; 2007 Qtr 2: 0; 2007 Qtr 3: 0; 2007 Qtr 4: 0; 2008 Qtr 1: 0; 2008 Qtr 2: 0; 2008 Qtr 3: 0; 2008 Qtr 4: 4 | 4
0 | 267044-Commercial Condensor Coil Cleaning (all units - savings at 50% of DEER) Com All CZ07 VintAll | 0 | System | Commercial | 01-ALC-AllCommercial-Cooling | 0 |  |  |  |  | 10 | 10.625 | 0 | 0 | 0 | -0.625 | 60 |  | kWh | 0.047 | 0 | Commercial |  | Annual | [5 empty] | 3 | 1 |  |  |  | 1 | 0 | 0 | 4 | 0 | 0 | 0 | 0 | 0 | 0 | 0 | 0 | 2006 Qtr 1: 0; 2006 Qtr 2: 0; 2006 Qtr 3: 0; 2006 Qtr 4: 0; 2007 Qtr 1: 0; 2007 Qtr 2: 0; 2007 Qtr 3: 0; 2007 Qtr 4: 0; 2008 Qtr 1: 0; 2008 Qtr 2: 0; 2008 Qtr 3: 0; 2008 Qtr 4: 4 | 4
0 | 267029-Commercial HVAC Diagnostic/Tune-up Com All CZ07 VintAll | 0 | System | Commercial | 01-ALC-AllCommercial-Cooling | 0 |  |  |  |  | 67.6133 | 71.8391 | 0 | 0 | 0 | -4.2258 | 196 |  | kWh | 0.04 | 0 | Commercial |  | Annual | [5 empty] | 10 | 1 |  |  |  | 1 | 0 | 0 | 2.68 | 0 | 0 | 0 | 0 | 0 | 0 | 0 | 0 | 2006 Qtr 1: 0; 2006 Qtr 2: 0; 2006 Qtr 3: 0; 2006 Qtr 4: 0; 2007 Qtr 1: 0; 2007 Qtr 2: 0; 2007 Qtr 3: 0; 2007 Qtr 4: 0; 2008 Qtr 1: 0; 2008 Qtr 2: 0; 2008 Qtr 3: 0; 2008 Qtr 4: 2.68 | 2.68
0 | 267044-Commercial Condensor Coil Cleaning (all units - savings at 50% of DEER) Com All CZ07 VintAll | 0 | System | Commercial | 01-ALC-AllCommercial-Cooling | 0 |  |  |  |  | 10 | 10.625 | 0 | 0 | 0 | -0.625 | 60 |  | kWh | 0.047 | 0 | Commercial |  | Annual | [5 empty] | 3 | 1 |  |  |  | 1 | 0 | 0 | 4 | 0 | 0 | 0 | 0 | 0 | 0 | 0 | 0 | 2006 Qtr 1: 0; 2006 Qtr 2: 0; 2006 Qtr 3: 0; 2006 Qtr 4: 0; 2007 Qtr 1: 0; 2007 Qtr 2: 0; 2007 Qtr 3: 0; 2007 Qtr 4: 0; 2008 Qtr 1: 0; 2008 Qtr 2: 0; 2008 Qtr 3: 0; 2008 Qtr 4: 4 | 4
0 | 267029-Commercial HVAC Diagnostic/Tune-up Com All CZ07 VintAll | 0 | System | Commercial | 01-ALC-AllCommercial-Cooling | 0 |  |  |  |  | 67.6133 | 71.8391 | 0 | 0 | 0 | -4.2258 | 196 |  | kWh | 0.04 | 0 | Commercial |  | Annual | [5 empty] | 10 | 1 |  |  |  | 1 | 0 | 0 | 2.68 | 0 | 0 | 0 | 0 | 0 | 0 | 0 | 0 | 2006 Qtr 1: 0; 2006 Qtr 2: 0; 2006 Qtr 3: 0; 2006 Qtr 4: 0; 2007 Qtr 1: 0; 2007 Qtr 2: 0; 2007 Qtr 3: 0; 2007 Qtr 4: 0; 2008 Qtr 1: 0; 2008 Qtr 2: 0; 2008 Qtr 3: 0; 2008 Qtr 4: 2.68 | 2.68
0 | 267044-Commercial Condensor Coil Cleaning (all units - savings at 50% of DEER) Com All CZ07 VintAll | 0 | System | Commercial | 01-ALC-AllCommercial-Cooling | 0 |  |  |  |  | 10 | 10.625 | 0 | 0 | 0 | -0.625 | 60 |  | kWh | 0.047 | 0 | Commercial |  | Annual | [5 empty] | 3 | 1 |  |  |  | 1 | 0 | 0 | 4 | 0 | 0 | 0 | 0 | 0 | 0 | 0 | 0 | 2006 Qtr 1: 0; 2006 Qtr 2: 0; 2006 Qtr 3: 0; 2006 Qtr 4: 0; 2007 Qtr 1: 0; 2007 Qtr 2: 0; 2007 Qtr 3: 0; 2007 Qtr 4: 0; 2008 Qtr 1: 0; 2008 Qtr 2: 0; 2008 Qtr 3: 0; 2008 Qtr 4: 4 | 4
0 | 267029-Commercial HVAC Diagnostic/Tune-up Com All CZ07 VintAll | 0 | 7 | Commercial | 01-ALC-AllCommercial-Cooling | 0 |  |  |  |  | 67.6133 | 72.4428 | 0 | 0 | 0 | -4.8295 | 35.68 |  | kWh | 0.04 | 0 | Commercial |  | Annual | [5 empty] | 10 | 1 |  |  |  | 1 | 0 | 0 | 4.69 | 0 | 0 | 0 | 0 | 0 | 0 | 0 | 0 | 2006 Qtr 1: 0; 2006 Qtr 2: 0; 2006 Qtr 3: 0; 2006 Qtr 4: 0; 2007 Qtr 1: 0; 2007 Qtr 2: 0; 2007 Qtr 3: 0; 2007 Qtr 4: 0; 2008 Qtr 1: 0; 2008 Qtr 2: 0; 2008 Qtr 3: 0; 2008 Qtr 4: 4.69 | 4.69
0 | 267044-Commercial Condensor Coil Cleaning (all units - savings at 50% of DEER) Com All CZ07 VintAll | 0 | 7 | Commercial | 01-ALC-AllCommercial-Cooling | 0 |  |  |  |  | 10 | 10.7143 | 0 | 0 | 0 | -0.71429 | 60 |  | kWh | 0.047 | 0 | Commercial |  | Annual | [5 empty] | 3 | 1 |  |  |  | 1 | 0 | 0 | 7 | 0 | 0 | 0 | 0 | 0 | 0 | 0 | 0 | 2006 Qtr 1: 0; 2006 Qtr 2: 0; 2006 Qtr 3: 0; 2006 Qtr 4: 0; 2007 Qtr 1: 0; 2007 Qtr 2: 0; 2007 Qtr 3: 0; 2007 Qtr 4: 0; 2008 Qtr 1: 0; 2008 Qtr 2: 0; 2008 Qtr 3: 0; 2008 Qtr 4: 7 | 7
0 | 267044-Commercial Condensor Coil Cleaning (all units - savings at 50% of DEER) Com All CZ07 VintAll | 0 | 7 | Commercial | 01-ALC-AllCommercial-Cooling | 0 |  |  |  |  | 10 | 10.7143 | 0 | 0 | 0 | -0.71429 | 60 |  | kWh | 0.047 | 0 | Commercial |  | Annual | [5 empty] | 3 | 1 |  |  |  | 1 | 0 | 0 | 7 | 0 | 0 | 0 | 0 | 0 | 0 | 0 | 0 | 2006 Qtr 1: 0; 2006 Qtr 2: 0; 2006 Qtr 3: 0; 2006 Qtr 4: 0; 2007 Qtr 1: 0; 2007 Qtr 2: 0; 2007 Qtr 3: 0; 2007 Qtr 4: 0; 2008 Qtr 1: 0; 2008 Qtr 2: 0; 2008 Qtr 3: 0; 2008 Qtr 4: 7 | 7
0 | 267044-Commercial Condensor Coil Cleaning (all units - savings at 50% of DEER) Com All CZ07 VintAll | 0 | 7 | Commercial | 01-ALC-AllCommercial-Cooling | 0 |  |  |  |  | 10 | 10 | 0 | 0 | 0 | 0 | 60 |  | kWh | 0.047 | 0 | Commercial |  | Annual | [5 empty] | 3 | 1 |  |  |  | 1 | 0 | 0 | 5 | 0 | 0 | 0 | 0 | 0 | 0 | 0 | 0 | 2006 Qtr 1: 0; 2006 Qtr 2: 0; 2006 Qtr 3: 0; 2006 Qtr 4: 0; 2007 Qtr 1: 0; 2007 Qtr 2: 0; 2007 Qtr 3: 0; 2007 Qtr 4: 0; 2008 Qtr 1: 0; 2008 Qtr 2: 0; 2008 Qtr 3: 0; 2008 Qtr 4: 5 | 5
0 | 267029-Commercial HVAC Diagnostic/Tune-up Com All CZ07 VintAll | 0 | 7 | Commercial | 01-ALC-AllCommercial-Cooling | 0 |  |  |  |  | 67.6133 | 67.6133 | 0 | 0 | 0 | 0 | 35.68 |  | kWh | 0.04 | 0 | Commercial |  | Annual | [5 empty] | 10 | 1 |  |  |  | 1 | 0 | 0 | 3.35 | 0 | 0 | 0 | 0 | 0 | 0 | 0 | 0 | 2006 Qtr 1: 0; 2006 Qtr 2: 0; 2006 Qtr 3: 0; 2006 Qtr 4: 0; 2007 Qtr 1: 0; 2007 Qtr 2: 0; 2007 Qtr 3: 0; 2007 Qtr 4: 0; 2008 Qtr 1: 0; 2008 Qtr 2: 0; 2008 Qtr 3: 0; 2008 Qtr 4: 3.35 | 3.35
0 | 267044-Commercial Condensor Coil Cleaning (all units - savings at 50% of DEER) Com All CZ07 VintAll | 0 | 7 | Commercial | 01-ALC-AllCommercial-Cooling | 0 |  |  |  |  | 10 | 10 | 0 | 0 | 0 | 0 | 60 |  | kWh | 0.047 | 0 | Commercial |  | Annual | [5 empty] | 3 | 1 |  |  |  | 1 | 0 | 0 | 5 | 0 | 0 | 0 | 0 | 0 | 0 | 0 | 0 | 2006 Qtr 1: 0; 2006 Qtr 2: 0; 2006 Qtr 3: 0; 2006 Qtr 4: 0; 2007 Qtr 1: 0; 2007 Qtr 2: 0; 2007 Qtr 3: 0; 2007 Qtr 4: 0; 2008 Qtr 1: 0; 2008 Qtr 2: 0; 2008 Qtr 3: 0; 2008 Qtr 4: 5 | 5
0 | 267029-Commercial HVAC Diagnostic/Tune-up Com All CZ07 VintAll | 0 | 7 | Commercial | 01-ALC-AllCommercial-Cooling | 0 |  |  |  |  | 67.6133 | 67.6133 | 0 | 0 | 0 | 0 | 35.68 |  | kWh | 0.04 | 0 | Commercial |  | Annual | [5 empty] | 10 | 1 |  |  |  | 1 | 0 | 0 | 3.35 | 0 | 0 | 0 | 0 | 0 | 0 | 0 | 0 | 2006 Qtr 1: 0; 2006 Qtr 2: 0; 2006 Qtr 3: 0; 2006 Qtr 4: 0; 2007 Qtr 1: 0; 2007 Qtr 2: 0; 2007 Qtr 3: 0; 2007 Qtr 4: 0; 2008 Qtr 1: 0; 2008 Qtr 2: 0; 2008 Qtr 3: 0; 2008 Qtr 4: 3.35 | 3.35
0 | 267044-Commercial Condensor Coil Cleaning (all units - savings at 50% of DEER) Com All CZ07 VintAll | 0 | 7 | Commercial | 01-ALC-AllCommercial-Cooling | 0 |  |  |  |  | 10 | 10 | 0 | 0 | 0 | 0 | 60 |  | kWh | 0.047 | 0 | Commercial |  | Annual | [5 empty] | 3 | 1 |  |  |  | 1 | 0 | 0 | 5 | 0 | 0 | 0 | 0 | 0 | 0 | 0 | 0 | 2006 Qtr 1: 0; 2006 Qtr 2: 0; 2006 Qtr 3: 0; 2006 Qtr 4: 0; 2007 Qtr 1: 0; 2007 Qtr 2: 0; 2007 Qtr 3: 0; 2007 Qtr 4: 0; 2008 Qtr 1: 0; 2008 Qtr 2: 0; 2008 Qtr 3: 0; 2008 Qtr 4: 5 | 5
0 | 267029-Commercial HVAC Diagnostic/Tune-up Com All CZ07 VintAll | 0 | 7 | Commercial | 01-ALC-AllCommercial-Cooling | 0 |  |  |  |  | 67.6133 | 67.6133 | 0 | 0 | 0 | 0 | 35.68 |  | kWh | 0.04 | 0 | Commercial |  | Annual | [5 empty] | 10 | 1 |  |  |  | 1 | 0 | 0 | 3.35 | 0 | 0 | 0 | 0 | 0 | 0 | 0 | 0 | 2006 Qtr 1: 0; 2006 Qtr 2: 0; 2006 Qtr 3: 0; 2006 Qtr 4: 0; 2007 Qtr 1: 0; 2007 Qtr 2: 0; 2007 Qtr 3: 0; 2007 Qtr 4: 0; 2008 Qtr 1: 0; 2008 Qtr 2: 0; 2008 Qtr 3: 0; 2008 Qtr 4: 3.35 | 3.35
0 | 267044-Commercial Condensor Coil Cleaning (all units - savings at 50% of DEER) Com All CZ07 VintAll | 0 | 7 | Commercial | 01-ALC-AllCommercial-Cooling | 0 |  |  |  |  | 10 | 10 | 0 | 0 | 0 | 0 | 60 |  | kWh | 0.047 | 0 | Commercial |  | Annual | [5 empty] | 3 | 1 |  |  |  | 1 | 0 | 0 | 5 | 0 | 0 | 0 | 0 | 0 | 0 | 0 | 0 | 2006 Qtr 1: 0; 2006 Qtr 2: 0; 2006 Qtr 3: 0; 2006 Qtr 4: 0; 2007 Qtr 1: 0; 2007 Qtr 2: 0; 2007 Qtr 3: 0; 2007 Qtr 4: 0; 2008 Qtr 1: 0; 2008 Qtr 2: 0; 2008 Qtr 3: 0; 2008 Qtr 4: 5 | 5
0 | 267044-Commercial Condensor Coil Cleaning (all units - savings at 50% of DEER) Com All CZ07 VintAll | 0 | 7 | Commercial | 01-ALC-AllCommercial-Cooling | 0 |  |  |  |  | 10 | 10 | 0 | 0 | 0 | 0 | 60 |  | kWh | 0.047 | 0 | Commercial |  | Annual | [5 empty] | 3 | 1 |  |  |  | 1 | 0 | 0 | 5 | 0 | 0 | 0 | 0 | 0 | 0 | 0 | 0 | 2006 Qtr 1: 0; 2006 Qtr 2: 0; 2006 Qtr 3: 0; 2006 Qtr 4: 0; 2007 Qtr 1: 0; 2007 Qtr 2: 0; 2007 Qtr 3: 0; 2007 Qtr 4: 0; 2008 Qtr 1: 0; 2008 Qtr 2: 0; 2008 Qtr 3: 0; 2008 Qtr 4: 5 | 5
0 | 267029-Commercial HVAC Diagnostic/Tune-up Com All CZ07 VintAll | 0 | 7 | Commercial | 01-ALC-AllCommercial-Cooling | 0 |  |  |  |  | 67.6133 | 67.6133 | 0 | 0 | 0 | 0 | 35.68 |  | kWh | 0.04 | 0 | Commercial |  | Annual | [5 empty] | 10 | 1 |  |  |  | 1 | 0 | 0 | 3.35 | 0 | 0 | 0 | 0 | 0 | 0 | 0 | 0 | 2006 Qtr 1: 0; 2006 Qtr 2: 0; 2006 Qtr 3: 0; 2006 Qtr 4: 0; 2007 Qtr 1: 0; 2007 Qtr 2: 0; 2007 Qtr 3: 0; 2007 Qtr 4: 0; 2008 Qtr 1: 0; 2008 Qtr 2: 0; 2008 Qtr 3: 0; 2008 Qtr 4: 3.35 | 3.35
0 | 267044-Commercial Condensor Coil Cleaning (all units - savings at 50% of DEER) Com All CZ07 VintAll | 0 | 7 | Commercial | 01-ALC-AllCommercial-Cooling | 0 |  |  |  |  | 10 | 10 | 0 | 0 | 0 | 0 | 60 |  | kWh | 0.047 | 0 | Commercial |  | Annual | [5 empty] | 3 | 1 |  |  |  | 1 | 0 | 0 | 5 | 0 | 0 | 0 | 0 | 0 | 0 | 0 | 0 | 2006 Qtr 1: 0; 2006 Qtr 2: 0; 2006 Qtr 3: 0; 2006 Qtr 4: 0; 2007 Qtr 1: 0; 2007 Qtr 2: 0; 2007 Qtr 3: 0; 2007 Qtr 4: 0; 2008 Qtr 1: 0; 2008 Qtr 2: 0; 2008 Qtr 3: 0; 2008 Qtr 4: 5 | 5
0 | 267029-Commercial HVAC Diagnostic/Tune-up Com All CZ07 VintAll | 0 | 10 | Commercial | 01-ALC-AllCommercial-Cooling | 0 |  |  |  |  | 67.6133 | 70.4305 | 0 | 0 | 0 | -2.8172 | 55.14 |  | kWh | 0.04 | 0 | Commercial |  | Annual | [5 empty] | 10 | 1 |  |  |  | 1 | 0 | 0 | 4.02 | 0 | 0 | 0 | 0 | 0 | 0 | 0 | 0 | 2006 Qtr 1: 0; 2006 Qtr 2: 0; 2006 Qtr 3: 0; 2006 Qtr 4: 0; 2007 Qtr 1: 0; 2007 Qtr 2: 0; 2007 Qtr 3: 0; 2007 Qtr 4: 0; 2008 Qtr 1: 0; 2008 Qtr 2: 0; 2008 Qtr 3: 0; 2008 Qtr 4: 4.02 | 4.02
0 | 267044-Commercial Condensor Coil Cleaning (all units - savings at 50% of DEER) Com All CZ07 VintAll | 0 | 10 | Commercial | 01-ALC-AllCommercial-Cooling | 0 |  |  |  |  | 10 | 10.4167 | 0 | 0 | 0 | -0.41667 | 60 |  | kWh | 0.047 | 0 | Commercial |  | Annual | [5 empty] | 3 | 1 |  |  |  | 1 | 0 | 0 | 6 | 0 | 0 | 0 | 0 | 0 | 0 | 0 | 0 | 2006 Qtr 1: 0; 2006 Qtr 2: 0; 2006 Qtr 3: 0; 2006 Qtr 4: 0; 2007 Qtr 1: 0; 2007 Qtr 2: 0; 2007 Qtr 3: 0; 2007 Qtr 4: 0; 2008 Qtr 1: 0; 2008 Qtr 2: 0; 2008 Qtr 3: 0; 2008 Qtr 4: 6 | 6
0 | 267029-Commercial HVAC Diagnostic/Tune-up Com All CZ07 VintAll | 0 | 10 | Commercial | 01-ALC-AllCommercial-Cooling | 0 |  |  |  |  | 67.6133 | 70.4305 | 0 | 0 | 0 | -2.8172 | 55.14 |  | kWh | 0.04 | 0 | Commercial |  | Annual | [5 empty] | 10 | 1 |  |  |  | 1 | 0 | 0 | 4.02 | 0 | 0 | 0 | 0 | 0 | 0 | 0 | 0 | 2006 Qtr 1: 0; 2006 Qtr 2: 0; 2006 Qtr 3: 0; 2006 Qtr 4: 0; 2007 Qtr 1: 0; 2007 Qtr 2: 0; 2007 Qtr 3: 0; 2007 Qtr 4: 0; 2008 Qtr 1: 0; 2008 Qtr 2: 0; 2008 Qtr 3: 0; 2008 Qtr 4: 4.02 | 4.02
0 | 267044-Commercial Condensor Coil Cleaning (all units - savings at 50% of DEER) Com All CZ07 VintAll | 0 | 10 | Commercial | 01-ALC-AllCommercial-Cooling | 0 |  |  |  |  | 10 | 10.4167 | 0 | 0 | 0 | -0.41667 | 60 |  | kWh | 0.047 | 0 | Commercial |  | Annual | [5 empty] | 3 | 1 |  |  |  | 1 | 0 | 0 | 6 | 0 | 0 | 0 | 0 | 0 | 0 | 0 | 0 | 2006 Qtr 1: 0; 2006 Qtr 2: 0; 2006 Qtr 3: 0; 2006 Qtr 4: 0; 2007 Qtr 1: 0; 2007 Qtr 2: 0; 2007 Qtr 3: 0; 2007 Qtr 4: 0; 2008 Qtr 1: 0; 2008 Qtr 2: 0; 2008 Qtr 3: 0; 2008 Qtr 4: 6 | 6
0 | 267044-Commercial Condensor Coil Cleaning (all units - savings at 50% of DEER) Com All CZ07 VintAll | 0 | 10 | Commercial | 01-ALC-AllCommercial-Cooling | 0 |  |  |  |  | 10 | 10 | 0 | 0 | 0 | 0 | 60 |  | kWh | 0.047 | 0 | Commercial |  | Annual | [5 empty] | 3 | 1 |  |  |  | 1 | 0 | 0 | 5 | 0 | 0 | 0 | 0 | 0 | 0 | 0 | 0 | 2006 Qtr 1: 0; 2006 Qtr 2: 0; 2006 Qtr 3: 0; 2006 Qtr 4: 0; 2007 Qtr 1: 0; 2007 Qtr 2: 0; 2007 Qtr 3: 0; 2007 Qtr 4: 0; 2008 Qtr 1: 0; 2008 Qtr 2: 0; 2008 Qtr 3: 0; 2008 Qtr 4: 5 | 5
0 | 267044-Commercial Condensor Coil Cleaning (all units - savings at 50% of DEER) Com All CZ07 VintAll | 0 | 10 | Commercial | 01-ALC-AllCommercial-Cooling | 0 |  |  |  |  | 10 | 10 | 0 | 0 | 0 | 0 | 60 |  | kWh | 0.047 | 0 | Commercial |  | Annual | [5 empty] | 3 | 1 |  |  |  | 1 | 0 | 0 | 5 | 0 | 0 | 0 | 0 | 0 | 0 | 0 | 0 | 2006 Qtr 1: 0; 2006 Qtr 2: 0; 2006 Qtr 3: 0; 2006 Qtr 4: 0; 2007 Qtr 1: 0; 2007 Qtr 2: 0; 2007 Qtr 3: 0; 2007 Qtr 4: 0; 2008 Qtr 1: 0; 2008 Qtr 2: 0; 2008 Qtr 3: 0; 2008 Qtr 4: 5 | 5
0 | 267029-Commercial HVAC Diagnostic/Tune-up Com All CZ07 VintAll | 0 | 10 | Commercial | 01-ALC-AllCommercial-Cooling | 0 |  |  |  |  | 67.6133 | 67.6133 | 0 | 0 | 0 | 0 | 55.14 |  | kWh | 0.04 | 0 | Commercial |  | Annual | [5 empty] | 10 | 1 |  |  |  | 1 | 0 | 0 | 3.35 | 0 | 0 | 0 | 0 | 0 | 0 | 0 | 0 | 2006 Qtr 1: 0; 2006 Qtr 2: 0; 2006 Qtr 3: 0; 2006 Qtr 4: 0; 2007 Qtr 1: 0; 2007 Qtr 2: 0; 2007 Qtr 3: 0; 2007 Qtr 4: 0; 2008 Qtr 1: 0; 2008 Qtr 2: 0; 2008 Qtr 3: 0; 2008 Qtr 4: 3.35 | 3.35
0 | 267044-Commercial Condensor Coil Cleaning (all units - savings at 50% of DEER) Com All CZ07 VintAll | 0 | 10 | Commercial | 01-ALC-AllCommercial-Cooling | 0 |  |  |  |  | 10 | 10 | 0 | 0 | 0 | 0 | 60 |  | kWh | 0.047 | 0 | Commercial |  | Annual | [5 empty] | 3 | 1 |  |  |  | 1 | 0 | 0 | 5 | 0 | 0 | 0 | 0 | 0 | 0 | 0 | 0 | 2006 Qtr 1: 0; 2006 Qtr 2: 0; 2006 Qtr 3: 0; 2006 Qtr 4: 0; 2007 Qtr 1: 0; 2007 Qtr 2: 0; 2007 Qtr 3: 0; 2007 Qtr 4: 0; 2008 Qtr 1: 0; 2008 Qtr 2: 0; 2008 Qtr 3: 0; 2008 Qtr 4: 5 | 5
0 | 267029-Commercial HVAC Diagnostic/Tune-up Com All CZ07 VintAll | 0 | 10 | Commercial | 01-ALC-AllCommercial-Cooling | 0 |  |  |  |  | 67.6133 | 67.6133 | 0 | 0 | 0 | 0 | 55.14 |  | kWh | 0.04 | 0 | Commercial |  | Annual | [5 empty] | 10 | 1 |  |  |  | 1 | 0 | 0 | 3.35 | 0 | 0 | 0 | 0 | 0 | 0 | 0 | 0 | 2006 Qtr 1: 0; 2006 Qtr 2: 0; 2006 Qtr 3: 0; 2006 Qtr 4: 0; 2007 Qtr 1: 0; 2007 Qtr 2: 0; 2007 Qtr 3: 0; 2007 Qtr 4: 0; 2008 Qtr 1: 0; 2008 Qtr 2: 0; 2008 Qtr 3: 0; 2008 Qtr 4: 3.35 | 3.35
0 | 267044-Commercial Condensor Coil Cleaning (all units - savings at 50% of DEER) Com All CZ07 VintAll | 0 | 10 | Commercial | 01-ALC-AllCommercial-Cooling | 0 |  |  |  |  | 10 | 10 | 0 | 0 | 0 | 0 | 60 |  | kWh | 0.047 | 0 | Commercial |  | Annual | [5 empty] | 3 | 1 |  |  |  | 1 | 0 | 0 | 5 | 0 | 0 | 0 | 0 | 0 | 0 | 0 | 0 | 2006 Qtr 1: 0; 2006 Qtr 2: 0; 2006 Qtr 3: 0; 2006 Qtr 4: 0; 2007 Qtr 1: 0; 2007 Qtr 2: 0; 2007 Qtr 3: 0; 2007 Qtr 4: 0; 2008 Qtr 1: 0; 2008 Qtr 2: 0; 2008 Qtr 3: 0; 2008 Qtr 4: 5 | 5
0 | 267029-Commercial HVAC Diagnostic/Tune-up Com All CZ07 VintAll | 0 | 10 | Commercial | 01-ALC-AllCommercial-Cooling | 0 |  |  |  |  | 67.6133 | 67.6133 | 0 | 0 | 0 | 0 | 55.14 |  | kWh | 0.04 | 0 | Commercial |  | Annual | [5 empty] | 10 | 1 |  |  |  | 1 | 0 | 0 | 2.68 | 0 | 0 | 0 | 0 | 0 | 0 | 0 | 0 | 2006 Qtr 1: 0; 2006 Qtr 2: 0; 2006 Qtr 3: 0; 2006 Qtr 4: 0; 2007 Qtr 1: 0; 2007 Qtr 2: 0; 2007 Qtr 3: 0; 2007 Qtr 4: 0; 2008 Qtr 1: 0; 2008 Qtr 2: 0; 2008 Qtr 3: 0; 2008 Qtr 4: 2.68 | 2.68
0 | 267044-Commercial Condensor Coil Cleaning (all units - savings at 50% of DEER) Com All CZ07 VintAll | 0 | 10 | Commercial | 01-ALC-AllCommercial-Cooling | 0 |  |  |  |  | 10 | 10 | 0 | 0 | 0 | 0 | 60 |  | kWh | 0.047 | 0 | Commercial |  | Annual | [5 empty] | 3 | 1 |  |  |  | 1 | 0 | 0 | 4 | 0 | 0 | 0 | 0 | 0 | 0 | 0 | 0 | 2006 Qtr 1: 0; 2006 Qtr 2: 0; 2006 Qtr 3: 0; 2006 Qtr 4: 0; 2007 Qtr 1: 0; 2007 Qtr 2: 0; 2007 Qtr 3: 0; 2007 Qtr 4: 0; 2008 Qtr 1: 0; 2008 Qtr 2: 0; 2008 Qtr 3: 0; 2008 Qtr 4: 4 | 4
0 | 267029-Commercial HVAC Diagnostic/Tune-up Com All CZ07 VintAll | 0 | 10 | Commercial | 01-ALC-AllCommercial-Cooling | 0 |  |  |  |  | 67.6133 | 67.6133 | 0 | 0 | 0 | 0 | 55.14 |  | kWh | 0.04 | 0 | Commercial |  | Annual | [5 empty] | 10 | 1 |  |  |  | 1 | 0 | 0 | 2.68 | 0 | 0 | 0 | 0 | 0 | 0 | 0 | 0 | 2006 Qtr 1: 0; 2006 Qtr 2: 0; 2006 Qtr 3: 0; 2006 Qtr 4: 0; 2007 Qtr 1: 0; 2007 Qtr 2: 0; 2007 Qtr 3: 0; 2007 Qtr 4: 0; 2008 Qtr 1: 0; 2008 Qtr 2: 0; 2008 Qtr 3: 0; 2008 Qtr 4: 2.68 | 2.68
0 | 267044-Commercial Condensor Coil Cleaning (all units - savings at 50% of DEER) Com All CZ07 VintAll | 0 | 10 | Commercial | 01-ALC-AllCommercial-Cooling | 0 |  |  |  |  | 10 | 10 | 0 | 0 | 0 | 0 | 60 |  | kWh | 0.047 | 0 | Commercial |  | Annual | [5 empty] | 3 | 1 |  |  |  | 1 | 0 | 0 | 4 | 0 | 0 | 0 | 0 | 0 | 0 | 0 | 0 | 2006 Qtr 1: 0; 2006 Qtr 2: 0; 2006 Qtr 3: 0; 2006 Qtr 4: 0; 2007 Qtr 1: 0; 2007 Qtr 2: 0; 2007 Qtr 3: 0; 2007 Qtr 4: 0; 2008 Qtr 1: 0; 2008 Qtr 2: 0; 2008 Qtr 3: 0; 2008 Qtr 4: 4 | 4
0 | 267045-Commercial Condensor Coil Cleaning (all units - savings at 50% of DEER) Com All CZ10 VintAll | 0 | 10 | Commercial | 01-ALC-AllCommercial-Cooling | 0 |  |  |  |  | 10 | 10.7143 | 0 | 0 | 0 | -0.71429 | 74 |  | kWh | 0.0665 | 0 | Commercial |  | Annual | [5 empty] | 3 | 1 |  |  |  | 1 | 0 | 0 | 7 | 0 | 0 | 0 | 0 | 0 | 0 | 0 | 0 | 2006 Qtr 1: 0; 2006 Qtr 2: 0; 2006 Qtr 3: 0; 2006 Qtr 4: 0; 2007 Qtr 1: 0; 2007 Qtr 2: 0; 2007 Qtr 3: 0; 2007 Qtr 4: 0; 2008 Qtr 1: 0; 2008 Qtr 2: 0; 2008 Qtr 3: 0; 2008 Qtr 4: 7 | 7
0 | 267045-Commercial Condensor Coil Cleaning (all units - savings at 50% of DEER) Com All CZ10 VintAll | 0 | 10 | Commercial | 01-ALC-AllCommercial-Cooling | 0 |  |  |  |  | 10 | 10.7143 | 0 | 0 | 0 | -0.71429 | 74 |  | kWh | 0.0665 | 0 | Commercial |  | Annual | [5 empty] | 3 | 1 |  |  |  | 1 | 0 | 0 | 7 | 0 | 0 | 0 | 0 | 0 | 0 | 0 | 0 | 2006 Qtr 1: 0; 2006 Qtr 2: 0; 2006 Qtr 3: 0; 2006 Qtr 4: 0; 2007 Qtr 1: 0; 2007 Qtr 2: 0; 2007 Qtr 3: 0; 2007 Qtr 4: 0; 2008 Qtr 1: 0; 2008 Qtr 2: 0; 2008 Qtr 3: 0; 2008 Qtr 4: 7 | 7
0 | 267030-Commercial HVAC Diagnostic/Tune-up Com All CZ10 VintAll | 0 | 10 | Commercial | 01-ALC-AllCommercial-Cooling | 0 |  |  |  |  | 67.6133 | 73.2477 | 0 | 0 | 0 | -5.6344 | 55.14 |  | kWh | 0.04 | 0 | Commercial |  | Annual | [5 empty] | 10 | 1 |  |  |  | 1 | 0 | 0 | 4.02 | 0 | 0 | 0 | 0 | 0 | 0 | 0 | 0 | 2006 Qtr 1: 0; 2006 Qtr 2: 0; 2006 Qtr 3: 0; 2006 Qtr 4: 0; 2007 Qtr 1: 0; 2007 Qtr 2: 0; 2007 Qtr 3: 0; 2007 Qtr 4: 0; 2008 Qtr 1: 0; 2008 Qtr 2: 0; 2008 Qtr 3: 0; 2008 Qtr 4: 4.02 | 4.02
0 | 267045-Commercial Condensor Coil Cleaning (all units - savings at 50% of DEER) Com All CZ10 VintAll | 0 | 10 | Commercial | 01-ALC-AllCommercial-Cooling | 0 |  |  |  |  | 10 | 10.8333 | 0 | 0 | 0 | -0.83333 | 74 |  | kWh | 0.0665 | 0 | Commercial |  | Annual | [5 empty] | 3 | 1 |  |  |  | 1 | 0 | 0 | 6 | 0 | 0 | 0 | 0 | 0 | 0 | 0 | 0 | 2006 Qtr 1: 0; 2006 Qtr 2: 0; 2006 Qtr 3: 0; 2006 Qtr 4: 0; 2007 Qtr 1: 0; 2007 Qtr 2: 0; 2007 Qtr 3: 0; 2007 Qtr 4: 0; 2008 Qtr 1: 0; 2008 Qtr 2: 0; 2008 Qtr 3: 0; 2008 Qtr 4: 6 | 6
0 | 267030-Commercial HVAC Diagnostic/Tune-up Com All CZ10 VintAll | 0 | 10 | Commercial | 01-ALC-AllCommercial-Cooling | 0 |  |  |  |  | 67.6133 | 67.6133 | 0 | 0 | 0 | 0 | 55.14 |  | kWh | 0.04 | 0 | Commercial |  | Annual | [5 empty] | 10 | 1 |  |  |  | 1 | 0 | 0 | 3.35 | 0 | 0 | 0 | 0 | 0 | 0 | 0 | 0 | 2006 Qtr 1: 0; 2006 Qtr 2: 0; 2006 Qtr 3: 0; 2006 Qtr 4: 0; 2007 Qtr 1: 0; 2007 Qtr 2: 0; 2007 Qtr 3: 0; 2007 Qtr 4: 0; 2008 Qtr 1: 0; 2008 Qtr 2: 0; 2008 Qtr 3: 0; 2008 Qtr 4: 3.35 | 3.35
0 | 267045-Commercial Condensor Coil Cleaning (all units - savings at 50% of DEER) Com All CZ10 VintAll | 0 | 10 | Commercial | 01-ALC-AllCommercial-Cooling | 0 |  |  |  |  | 10 | 10 | 0 | 0 | 0 | 0 | 74 |  | kWh | 0.0665 | 0 | Commercial |  | Annual | [5 empty] | 3 | 1 |  |  |  | 1 | 0 | 0 | 5 | 0 | 0 | 0 | 0 | 0 | 0 | 0 | 0 | 2006 Qtr 1: 0; 2006 Qtr 2: 0; 2006 Qtr 3: 0; 2006 Qtr 4: 0; 2007 Qtr 1: 0; 2007 Qtr 2: 0; 2007 Qtr 3: 0; 2007 Qtr 4: 0; 2008 Qtr 1: 0; 2008 Qtr 2: 0; 2008 Qtr 3: 0; 2008 Qtr 4: 5 | 5
0 | 267030-Commercial HVAC Diagnostic/Tune-up Com All CZ10 VintAll | 0 | 10 | Commercial | 01-ALC-AllCommercial-Cooling | 0 |  |  |  |  | 67.6133 | 67.6133 | 0 | 0 | 0 | 0 | 55.14 |  | kWh | 0.04 | 0 | Commercial |  | Annual | [5 empty] | 10 | 1 |  |  |  | 1 | 0 | 0 | 2.68 | 0 | 0 | 0 | 0 | 0 | 0 | 0 | 0 | 2006 Qtr 1: 0; 2006 Qtr 2: 0; 2006 Qtr 3: 0; 2006 Qtr 4: 0; 2007 Qtr 1: 0; 2007 Qtr 2: 0; 2007 Qtr 3: 0; 2007 Qtr 4: 0; 2008 Qtr 1: 0; 2008 Qtr 2: 0; 2008 Qtr 3: 0; 2008 Qtr 4: 2.68 | 2.68
0 | 267045-Commercial Condensor Coil Cleaning (all units - savings at 50% of DEER) Com All CZ10 VintAll | 0 | 10 | Commercial | 01-ALC-AllCommercial-Cooling | 0 |  |  |  |  | 10 | 10 | 0 | 0 | 0 | 0 | 74 |  | kWh | 0.0665 | 0 | Commercial |  | Annual | [5 empty] | 3 | 1 |  |  |  | 1 | 0 | 0 | 4 | 0 | 0 | 0 | 0 | 0 | 0 | 0 | 0 | 2006 Qtr 1: 0; 2006 Qtr 2: 0; 2006 Qtr 3: 0; 2006 Qtr 4: 0; 2007 Qtr 1: 0; 2007 Qtr 2: 0; 2007 Qtr 3: 0; 2007 Qtr 4: 0; 2008 Qtr 1: 0; 2008 Qtr 2: 0; 2008 Qtr 3: 0; 2008 Qtr 4: 4 | 4
0 | 267044-Commercial Condensor Coil Cleaning (all units - savings at 50% of DEER) Com All CZ07 VintAll | 0 | System | Commercial | 01-ALC-AllCommercial-Cooling | 0 |  |  |  |  | 10 | 10 | 0 | 0 | 0 | 0 | 60 |  | kWh | 0.047 | 0 | Commercial |  | Annual | [5 empty] | 3 | 1 |  |  |  | 1 | 0 | 0 | 4 | 0 | 0 | 0 | 0 | 0 | 0 | 0 | 0 | 2006 Qtr 1: 0; 2006 Qtr 2: 0; 2006 Qtr 3: 0; 2006 Qtr 4: 0; 2007 Qtr 1: 0; 2007 Qtr 2: 0; 2007 Qtr 3: 0; 2007 Qtr 4: 0; 2008 Qtr 1: 0; 2008 Qtr 2: 0; 2008 Qtr 3: 0; 2008 Qtr 4: 4 | 4
0 | 267044-Commercial Condensor Coil Cleaning (all units - savings at 50% of DEER) Com All CZ07 VintAll | 0 | System | Commercial | 01-ALC-AllCommercial-Cooling | 0 |  |  |  |  | 10 | 10 | 0 | 0 | 0 | 0 | 60 |  | kWh | 0.047 | 0 | Commercial |  | Annual | [5 empty] | 3 | 1 |  |  |  | 1 | 0 | 0 | 3 | 0 | 0 | 0 | 0 | 0 | 0 | 0 | 0 | 2006 Qtr 1: 0; 2006 Qtr 2: 0; 2006 Qtr 3: 0; 2006 Qtr 4: 0; 2007 Qtr 1: 0; 2007 Qtr 2: 0; 2007 Qtr 3: 0; 2007 Qtr 4: 0; 2008 Qtr 1: 0; 2008 Qtr 2: 0; 2008 Qtr 3: 0; 2008 Qtr 4: 3 | 3
0 | 267044-Commercial Condensor Coil Cleaning (all units - savings at 50% of DEER) Com All CZ07 VintAll | 0 | System | Commercial | 01-ALC-AllCommercial-Cooling | 0 |  |  |  |  | 10 | 10 | 0 | 0 | 0 | 0 | 60 |  | kWh | 0.047 | 0 | Commercial |  | Annual | [5 empty] | 3 | 1 |  |  |  | 1 | 0 | 0 | 6 | 0 | 0 | 0 | 0 | 0 | 0 | 0 | 0 | 2006 Qtr 1: 0; 2006 Qtr 2: 0; 2006 Qtr 3: 0; 2006 Qtr 4: 0; 2007 Qtr 1: 0; 2007 Qtr 2: 0; 2007 Qtr 3: 0; 2007 Qtr 4: 0; 2008 Qtr 1: 0; 2008 Qtr 2: 0; 2008 Qtr 3: 0; 2008 Qtr 4: 6 | 6
0 | 267044-Commercial Condensor Coil Cleaning (all units - savings at 50% of DEER) Com All CZ07 VintAll | 0 | System | Commercial | 01-ALC-AllCommercial-Cooling | 0 |  |  |  |  | 10 | 10 | 0 | 0 | 0 | 0 | 60 |  | kWh | 0.047 | 0 | Commercial |  | Annual | [5 empty] | 3 | 1 |  |  |  | 1 | 0 | 0 | 4 | 0 | 0 | 0 | 0 | 0 | 0 | 0 | 0 | 2006 Qtr 1: 0; 2006 Qtr 2: 0; 2006 Qtr 3: 0; 2006 Qtr 4: 0; 2007 Qtr 1: 0; 2007 Qtr 2: 0; 2007 Qtr 3: 0; 2007 Qtr 4: 0; 2008 Qtr 1: 0; 2008 Qtr 2: 0; 2008 Qtr 3: 0; 2008 Qtr 4: 4 | 4
0 | 267044-Commercial Condensor Coil Cleaning (all units - savings at 50% of DEER) Com All CZ07 VintAll | 0 | System | Commercial | 01-ALC-AllCommercial-Cooling | 0 |  |  |  |  | 10 | 10 | 0 | 0 | 0 | 0 | 60 |  | kWh | 0.047 | 0 | Commercial |  | Annual | [5 empty] | 3 | 1 |  |  |  | 1 | 0 | 0 | 5 | 0 | 0 | 0 | 0 | 0 | 0 | 0 | 0 | 2006 Qtr 1: 0; 2006 Qtr 2: 0; 2006 Qtr 3: 0; 2006 Qtr 4: 0; 2007 Qtr 1: 0; 2007 Qtr 2: 0; 2007 Qtr 3: 0; 2007 Qtr 4: 0; 2008 Qtr 1: 0; 2008 Qtr 2: 0; 2008 Qtr 3: 0; 2008 Qtr 4: 5 | 5
0 | 267029-Commercial HVAC Diagnostic/Tune-up Com All CZ07 VintAll | 0 | System | Commercial | 01-ALC-AllCommercial-Cooling | 0 |  |  |  |  | 67.6133 | 67.6133 | 0 | 0 | 0 | 0 | 196 |  | kWh | 0.04 | 0 | Commercial |  | Annual | [5 empty] | 10 | 1 |  |  |  | 1 | 0 | 0 | 3.35 | 0 | 0 | 0 | 0 | 0 | 0 | 0 | 0 | 2006 Qtr 1: 0; 2006 Qtr 2: 0; 2006 Qtr 3: 0; 2006 Qtr 4: 0; 2007 Qtr 1: 0; 2007 Qtr 2: 0; 2007 Qtr 3: 0; 2007 Qtr 4: 0; 2008 Qtr 1: 0; 2008 Qtr 2: 0; 2008 Qtr 3: 0; 2008 Qtr 4: 3.35 | 3.35
0 | 267044-Commercial Condensor Coil Cleaning (all units - savings at 50% of DEER) Com All CZ07 VintAll | 0 | System | Commercial | 01-ALC-AllCommercial-Cooling | 0 |  |  |  |  | 10 | 10 | 0 | 0 | 0 | 0 | 60 |  | kWh | 0.047 | 0 | Commercial |  | Annual | [5 empty] | 3 | 1 |  |  |  | 1 | 0 | 0 | 5 | 0 | 0 | 0 | 0 | 0 | 0 | 0 | 0 | 2006 Qtr 1: 0; 2006 Qtr 2: 0; 2006 Qtr 3: 0; 2006 Qtr 4: 0; 2007 Qtr 1: 0; 2007 Qtr 2: 0; 2007 Qtr 3: 0; 2007 Qtr 4: 0; 2008 Qtr 1: 0; 2008 Qtr 2: 0; 2008 Qtr 3: 0; 2008 Qtr 4: 5 | 5
0 | 267018-Economizer Repair Com All CZ07 Vint03 | 0 | 7 | Commercial | 12-MBT-Manufacturing–Bio/Tech-COOL | 0 |  |  |  |  | 41.71 | 43.5625 | 0 | 0 | 0 | -1.8525 | 733 |  | kWh | 0.0023 | 0 | Commercial |  | Winter Only | [5 empty] | 3 | 1 |  |  |  | 0 | 0 | 0 | 8 | 0 | 0 | 0 | 0 | 0 | 0 | 0 | 0 | 2006 Qtr 1: 0; 2006 Qtr 2: 0; 2006 Qtr 3: 0; 2006 Qtr 4: 0; 2007 Qtr 1: 0; 2007 Qtr 2: 0; 2007 Qtr 3: 0; 2007 Qtr 4: 0; 2008 Qtr 1: 0; 2008 Qtr 2: 0; 2008 Qtr 3: 0; 2008 Qtr 4: 8 | 8
0 | 267018-Economizer Repair Com All CZ07 Vint03 | 0 | 7 | Commercial | 01-ALC-AllCommercial-Cooling | 0 |  |  |  |  | 41.71 | 41 | 0 | 0 | 0 | 0.71 | 733 |  | kWh | 0.0023 | 0 | Commercial |  | Winter Only | [5 empty] | 3 | 1 |  |  |  | 0 | 0 | 0 | 10 | 0 | 0 | 0 | 0 | 0 | 0 | 0 | 0 | 2006 Qtr 1: 0; 2006 Qtr 2: 0; 2006 Qtr 3: 0; 2006 Qtr 4: 0; 2007 Qtr 1: 0; 2007 Qtr 2: 0; 2007 Qtr 3: 0; 2007 Qtr 4: 0; 2008 Qtr 1: 0; 2008 Qtr 2: 0; 2008 Qtr 3: 0; 2008 Qtr 4: 10 | 10
0 | 267020-Economizer Repair Com All CZ07 Vint05 | 0 | 7 | Commercial | 01-ALC-AllCommercial-Cooling | 0 |  |  |  |  | 41.71 | 42.7083 | 0 | 0 | 0 | -0.99833 | 440 |  | kWh | 0.0023 | 0 | Commercial |  | Winter Only | [5 empty] | 3 | 1 |  |  |  | 0 | 0 | 0 | 12 | 0 | 0 | 0 | 0 | 0 | 0 | 0 | 0 | 2006 Qtr 1: 0; 2006 Qtr 2: 0; 2006 Qtr 3: 0; 2006 Qtr 4: 0; 2007 Qtr 1: 0; 2007 Qtr 2: 0; 2007 Qtr 3: 0; 2007 Qtr 4: 0; 2008 Qtr 1: 0; 2008 Qtr 2: 0; 2008 Qtr 3: 0; 2008 Qtr 4: 12 | 12
0 | 267018-Economizer Repair Com All CZ07 Vint03 | 0 | 7 | Commercial | 01-ALC-AllCommercial-Cooling | 0 |  |  |  |  | 41.71 | 42.7083 | 0 | 0 | 0 | -0.99833 | 733 |  | kWh | 0.0023 | 0 | Commercial |  | Winter Only | [5 empty] | 3 | 1 |  |  |  | 0 | 0 | 0 | 12 | 0 | 0 | 0 | 0 | 0 | 0 | 0 | 0 | 2006 Qtr 1: 0; 2006 Qtr 2: 0; 2006 Qtr 3: 0; 2006 Qtr 4: 0; 2007 Qtr 1: 0; 2007 Qtr 2: 0; 2007 Qtr 3: 0; 2007 Qtr 4: 0; 2008 Qtr 1: 0; 2008 Qtr 2: 0; 2008 Qtr 3: 0; 2008 Qtr 4: 12 | 12
0 | 267019-Economizer Repair Com All CZ07 Vint04 | 0 | 7 | Commercial | 01-ALC-AllCommercial-Cooling | 0 |  |  |  |  | 41.71 | 41 | 0 | 0 | 0 | 0.71 | 555 |  | kWh | 0.003 | 0 | Commercial |  | Winter Only | [5 empty] | 3 | 1 |  |  |  | 0 | 0 | 0 | 10 | 0 | 0 | 0 | 0 | 0 | 0 | 0 | 0 | 2006 Qtr 1: 0; 2006 Qtr 2: 0; 2006 Qtr 3: 0; 2006 Qtr 4: 0; 2007 Qtr 1: 0; 2007 Qtr 2: 0; 2007 Qtr 3: 0; 2007 Qtr 4: 0; 2008 Qtr 1: 0; 2008 Qtr 2: 0; 2008 Qtr 3: 0; 2008 Qtr 4: 10 | 10
0 | 267022-Economizer Repair Com All CZ10 Vint03 | 0 | 7 | Commercial | 01-ALC-AllCommercial-Cooling | 0 |  |  |  |  | 41.71 | 41 | 0 | 0 | 0 | 0.71 | 678 |  | kWh | 0.0012 | 0 | Commercial |  | Winter Only | [5 empty] | 3 | 1 |  |  |  | 0 | 0 | 0 | 3 | 0 | 0 | 0 | 0 | 0 | 0 | 0 | 0 | 2006 Qtr 1: 0; 2006 Qtr 2: 0; 2006 Qtr 3: 0; 2006 Qtr 4: 0; 2007 Qtr 1: 0; 2007 Qtr 2: 0; 2007 Qtr 3: 0; 2007 Qtr 4: 0; 2008 Qtr 1: 0; 2008 Qtr 2: 0; 2008 Qtr 3: 0; 2008 Qtr 4: 3 | 3
0 | 267019-Economizer Repair Com All CZ07 Vint04 | 0 | 7 | Commercial | 14-MLI-Manufacturing–LightIndustry-COOL | 0 |  |  |  |  | 41.71 | 41 | 0 | 0 | 0 | 0.71 | 555 |  | kWh | 0.003 | 0 | Commercial |  | Winter Only | [5 empty] | 3 | 1 |  |  |  | 0 | 0 | 0 | 50 | 0 | 0 | 0 | 0 | 0 | 0 | 0 | 0 | 2006 Qtr 1: 0; 2006 Qtr 2: 0; 2006 Qtr 3: 0; 2006 Qtr 4: 0; 2007 Qtr 1: 0; 2007 Qtr 2: 0; 2007 Qtr 3: 0; 2007 Qtr 4: 0; 2008 Qtr 1: 0; 2008 Qtr 2: 0; 2008 Qtr 3: 0; 2008 Qtr 4: 50 | 50
0 | 267019-Economizer Repair Com All CZ07 Vint04 | 0 | 7 | Commercial | 14-MLI-Manufacturing–LightIndustry-COOL | 0 |  |  |  |  | 41.71 | 41 | 0 | 0 | 0 | 0.71 | 555 |  | kWh | 0.003 | 0 | Commercial |  | Winter Only | [5 empty] | 3 | 1 |  |  |  | 0 | 0 | 0 | 10 | 0 | 0 | 0 | 0 | 0 | 0 | 0 | 0 | 2006 Qtr 1: 0; 2006 Qtr 2: 0; 2006 Qtr 3: 0; 2006 Qtr 4: 0; 2007 Qtr 1: 0; 2007 Qtr 2: 0; 2007 Qtr 3: 0; 2007 Qtr 4: 0; 2008 Qtr 1: 0; 2008 Qtr 2: 0; 2008 Qtr 3: 0; 2008 Qtr 4: 10 | 10
0 | 267018-Economizer Repair Com All CZ07 Vint03 | 0 | 7 | Commercial | 14-MLI-Manufacturing–LightIndustry-COOL | 0 |  |  |  |  | 41.71 | 41 | 0 | 0 | 0 | 0.71 | 733 |  | kWh | 0.0023 | 0 | Commercial |  | Winter Only | [5 empty] | 3 | 1 |  |  |  | 0 | 0 | 0 | 5 | 0 | 0 | 0 | 0 | 0 | 0 | 0 | 0 | 2006 Qtr 1: 0; 2006 Qtr 2: 0; 2006 Qtr 3: 0; 2006 Qtr 4: 0; 2007 Qtr 1: 0; 2007 Qtr 2: 0; 2007 Qtr 3: 0; 2007 Qtr 4: 0; 2008 Qtr 1: 0; 2008 Qtr 2: 0; 2008 Qtr 3: 0; 2008 Qtr 4: 5 | 5
0 | 267018-Economizer Repair Com All CZ07 Vint03 | 0 | 7 | Commercial | 01-ALC-AllCommercial-Cooling | 0 |  |  |  |  | 41.71 | 41 | 0 | 0 | 0 | 0.71 | 733 |  | kWh | 0.0023 | 0 | Commercial |  | Winter Only | [5 empty] | 3 | 1 |  |  |  | 0 | 0 | 0 | 10 | 0 | 0 | 0 | 0 | 0 | 0 | 0 | 0 | 2006 Qtr 1: 0; 2006 Qtr 2: 0; 2006 Qtr 3: 0; 2006 Qtr 4: 0; 2007 Qtr 1: 0; 2007 Qtr 2: 0; 2007 Qtr 3: 0; 2007 Qtr 4: 0; 2008 Qtr 1: 0; 2008 Qtr 2: 0; 2008 Qtr 3: 0; 2008 Qtr 4: 10 | 10
0 | 267020-Economizer Repair Com All CZ07 Vint05 | 0 | 7 | Commercial | 01-ALC-AllCommercial-Cooling | 0 |  |  |  |  | 41.71 | 41 | 0 | 0 | 0 | 0.71 | 440 |  | kWh | 0.0023 | 0 | Commercial |  | Winter Only | [5 empty] | 3 | 1 |  |  |  | 0 | 0 | 0 | 4 | 0 | 0 | 0 | 0 | 0 | 0 | 0 | 0 | 2006 Qtr 1: 0; 2006 Qtr 2: 0; 2006 Qtr 3: 0; 2006 Qtr 4: 0; 2007 Qtr 1: 0; 2007 Qtr 2: 0; 2007 Qtr 3: 0; 2007 Qtr 4: 0; 2008 Qtr 1: 0; 2008 Qtr 2: 0; 2008 Qtr 3: 0; 2008 Qtr 4: 4 | 4
0 | 267019-Economizer Repair Com All CZ07 Vint04 | 0 | 7 | Commercial | 01-ALC-AllCommercial-Cooling | 0 |  |  |  |  | 41.71 | 43.9286 | 0 | 0 | 0 | -2.2186 | 555 |  | kWh | 0.003 | 0 | Commercial |  | Winter Only | [5 empty] | 3 | 1 |  |  |  | 0 | 0 | 0 | 7 | 0 | 0 | 0 | 0 | 0 | 0 | 0 | 0 | 2006 Qtr 1: 0; 2006 Qtr 2: 0; 2006 Qtr 3: 0; 2006 Qtr 4: 0; 2007 Qtr 1: 0; 2007 Qtr 2: 0; 2007 Qtr 3: 0; 2007 Qtr 4: 0; 2008 Qtr 1: 0; 2008 Qtr 2: 0; 2008 Qtr 3: 0; 2008 Qtr 4: 7 | 7
0 | 267018-Economizer Repair Com All CZ07 Vint03 | 0 | 7 | Commercial | 01-ALC-AllCommercial-Cooling | 0 |  |  |  |  | 41.71 | 41 | 0 | 0 | 0 | 0.71 | 733 |  | kWh | 0.0023 | 0 | Commercial |  | Winter Only | [5 empty] | 3 | 1 |  |  |  | 0 | 0 | 0 | 3 | 0 | 0 | 0 | 0 | 0 | 0 | 0 | 0 | 2006 Qtr 1: 0; 2006 Qtr 2: 0; 2006 Qtr 3: 0; 2006 Qtr 4: 0; 2007 Qtr 1: 0; 2007 Qtr 2: 0; 2007 Qtr 3: 0; 2007 Qtr 4: 0; 2008 Qtr 1: 0; 2008 Qtr 2: 0; 2008 Qtr 3: 0; 2008 Qtr 4: 3 | 3
0 | 267018-Economizer Repair Com All CZ07 Vint03 | 0 | 7 | Commercial | 01-ALC-AllCommercial-Cooling | 0 |  |  |  |  | 41.71 | 41 | 0 | 0 | 0 | 0.71 | 733 |  | kWh | 0.0023 | 0 | Commercial |  | Winter Only | [5 empty] | 3 | 1 |  |  |  | 0 | 0 | 0 | 5 | 0 | 0 | 0 | 0 | 0 | 0 | 0 | 0 | 2006 Qtr 1: 0; 2006 Qtr 2: 0; 2006 Qtr 3: 0; 2006 Qtr 4: 0; 2007 Qtr 1: 0; 2007 Qtr 2: 0; 2007 Qtr 3: 0; 2007 Qtr 4: 0; 2008 Qtr 1: 0; 2008 Qtr 2: 0; 2008 Qtr 3: 0; 2008 Qtr 4: 5 | 5
0 | 267020-Economizer Repair Com All CZ07 Vint05 | 0 | 7 | Commercial | 01-ALC-AllCommercial-Cooling | 0 |  |  |  |  | 41.71 | 41 | 0 | 0 | 0 | 0.71 | 440 |  | kWh | 0.0023 | 0 | Commercial |  | Winter Only | [5 empty] | 3 | 1 |  |  |  | 0 | 0 | 0 | 4 | 0 | 0 | 0 | 0 | 0 | 0 | 0 | 0 | 2006 Qtr 1: 0; 2006 Qtr 2: 0; 2006 Qtr 3: 0; 2006 Qtr 4: 0; 2007 Qtr 1: 0; 2007 Qtr 2: 0; 2007 Qtr 3: 0; 2007 Qtr 4: 0; 2008 Qtr 1: 0; 2008 Qtr 2: 0; 2008 Qtr 3: 0; 2008 Qtr 4: 4 | 4
0 | 267018-Economizer Repair Com All CZ07 Vint03 | 0 | 7 | Commercial | 01-ALC-AllCommercial-Cooling | 0 |  |  |  |  | 41.71 | 41 | 0 | 0 | 0 | 0.71 | 733 |  | kWh | 0.0023 | 0 | Commercial |  | Winter Only | [5 empty] | 3 | 1 |  |  |  | 0 | 0 | 0 | 10 | 0 | 0 | 0 | 0 | 0 | 0 | 0 | 0 | 2006 Qtr 1: 0; 2006 Qtr 2: 0; 2006 Qtr 3: 0; 2006 Qtr 4: 0; 2007 Qtr 1: 0; 2007 Qtr 2: 0; 2007 Qtr 3: 0; 2007 Qtr 4: 0; 2008 Qtr 1: 0; 2008 Qtr 2: 0; 2008 Qtr 3: 0; 2008 Qtr 4: 10 | 10
0 | 267018-Economizer Repair Com All CZ07 Vint03 | 0 | 7 | Commercial | 01-ALC-AllCommercial-Cooling | 0 |  |  |  |  | 41.71 | 41 | 0 | 0 | 0 | 0.71 | 733 |  | kWh | 0.0023 | 0 | Commercial |  | Winter Only | [5 empty] | 3 | 1 |  |  |  | 0 | 0 | 0 | 6 | 0 | 0 | 0 | 0 | 0 | 0 | 0 | 0 | 2006 Qtr 1: 0; 2006 Qtr 2: 0; 2006 Qtr 3: 0; 2006 Qtr 4: 0; 2007 Qtr 1: 0; 2007 Qtr 2: 0; 2007 Qtr 3: 0; 2007 Qtr 4: 0; 2008 Qtr 1: 0; 2008 Qtr 2: 0; 2008 Qtr 3: 0; 2008 Qtr 4: 6 | 6
0 | 267018-Economizer Repair Com All CZ07 Vint03 | 0 | 7 | Commercial | 01-ALC-AllCommercial-Cooling | 0 |  |  |  |  | 41.71 | 41 | 0 | 0 | 0 | 0.71 | 733 |  | kWh | 0.0023 | 0 | Commercial |  | Winter Only | [5 empty] | 3 | 1 |  |  |  | 0 | 0 | 0 | 6 | 0 | 0 | 0 | 0 | 0 | 0 | 0 | 0 | 2006 Qtr 1: 0; 2006 Qtr 2: 0; 2006 Qtr 3: 0; 2006 Qtr 4: 0; 2007 Qtr 1: 0; 2007 Qtr 2: 0; 2007 Qtr 3: 0; 2007 Qtr 4: 0; 2008 Qtr 1: 0; 2008 Qtr 2: 0; 2008 Qtr 3: 0; 2008 Qtr 4: 6 | 6
0 | 267019-Economizer Repair Com All CZ07 Vint04 | 0 | 7 | Commercial | 01-ALC-AllCommercial-Cooling | 0 |  |  |  |  | 41.71 | 41 | 0 | 0 | 0 | 0.71 | 555 |  | kWh | 0.003 | 0 | Commercial |  | Winter Only | [5 empty] | 3 | 1 |  |  |  | 0 | 0 | 0 | 3 | 0 | 0 | 0 | 0 | 0 | 0 | 0 | 0 | 2006 Qtr 1: 0; 2006 Qtr 2: 0; 2006 Qtr 3: 0; 2006 Qtr 4: 0; 2007 Qtr 1: 0; 2007 Qtr 2: 0; 2007 Qtr 3: 0; 2007 Qtr 4: 0; 2008 Qtr 1: 0; 2008 Qtr 2: 0; 2008 Qtr 3: 0; 2008 Qtr 4: 3 | 3
0 | 267019-Economizer Repair Com All CZ07 Vint04 | 0 | 7 | Commercial | 01-ALC-AllCommercial-Cooling | 0 |  |  |  |  | 41.71 | 41 | 0 | 0 | 0 | 0.71 | 555 |  | kWh | 0.003 | 0 | Commercial |  | Winter Only | [5 empty] | 3 | 1 |  |  |  | 0 | 0 | 0 | 3 | 0 | 0 | 0 | 0 | 0 | 0 | 0 | 0 | 2006 Qtr 1: 0; 2006 Qtr 2: 0; 2006 Qtr 3: 0; 2006 Qtr 4: 0; 2007 Qtr 1: 0; 2007 Qtr 2: 0; 2007 Qtr 3: 0; 2007 Qtr 4: 0; 2008 Qtr 1: 0; 2008 Qtr 2: 0; 2008 Qtr 3: 0; 2008 Qtr 4: 3 | 3
0 | 267019-Economizer Repair Com All CZ07 Vint04 | 0 | 7 | Commercial | 01-ALC-AllCommercial-Cooling | 0 |  |  |  |  | 41.71 | 41 | 0 | 0 | 0 | 0.71 | 555 |  | kWh | 0.003 | 0 | Commercial |  | Winter Only | [5 empty] | 3 | 1 |  |  |  | 0 | 0 | 0 | 6 | 0 | 0 | 0 | 0 | 0 | 0 | 0 | 0 | 2006 Qtr 1: 0; 2006 Qtr 2: 0; 2006 Qtr 3: 0; 2006 Qtr 4: 0; 2007 Qtr 1: 0; 2007 Qtr 2: 0; 2007 Qtr 3: 0; 2007 Qtr 4: 0; 2008 Qtr 1: 0; 2008 Qtr 2: 0; 2008 Qtr 3: 0; 2008 Qtr 4: 6 | 6
0 | 267018-Economizer Repair Com All CZ07 Vint03 | 0 | 7 | Commercial | 01-ALC-AllCommercial-Cooling | 0 |  |  |  |  | 41.71 | 41 | 0 | 0 | 0 | 0.71 | 733 |  | kWh | 0.0023 | 0 | Commercial |  | Winter Only | [5 empty] | 3 | 1 |  |  |  | 0 | 0 | 0 | 3 | 0 | 0 | 0 | 0 | 0 | 0 | 0 | 0 | 2006 Qtr 1: 0; 2006 Qtr 2: 0; 2006 Qtr 3: 0; 2006 Qtr 4: 0; 2007 Qtr 1: 0; 2007 Qtr 2: 0; 2007 Qtr 3: 0; 2007 Qtr 4: 0; 2008 Qtr 1: 0; 2008 Qtr 2: 0; 2008 Qtr 3: 0; 2008 Qtr 4: 3 | 3
0 | 267024-Economizer Repair Com All CZ10 Vint05 | 0 | 10 | Commercial | 01-ALC-AllCommercial-Cooling | 0 |  |  |  |  | 41.71 | 41 | 0 | 0 | 0 | 0.71 | 381 |  | kWh | 0.0017 | 0 | Commercial |  | Winter Only | [5 empty] | 3 | 1 |  |  |  | 0 | 0 | 0 | 4 | 0 | 0 | 0 | 0 | 0 | 0 | 0 | 0 | 2006 Qtr 1: 0; 2006 Qtr 2: 0; 2006 Qtr 3: 0; 2006 Qtr 4: 0; 2007 Qtr 1: 0; 2007 Qtr 2: 0; 2007 Qtr 3: 0; 2007 Qtr 4: 0; 2008 Qtr 1: 0; 2008 Qtr 2: 0; 2008 Qtr 3: 0; 2008 Qtr 4: 4 | 4
0 | 267023-Economizer Repair Com All CZ10 Vint04 | 0 | 10 | Commercial | 01-ALC-AllCommercial-Cooling | 0 |  |  |  |  | 41.71 | 41 | 0 | 0 | 0 | 0.71 | 442 |  | kWh | 0.0016 | 0 | Commercial |  | Winter Only | [5 empty] | 3 | 1 |  |  |  | 0 | 0 | 0 | 6 | 0 | 0 | 0 | 0 | 0 | 0 | 0 | 0 | 2006 Qtr 1: 0; 2006 Qtr 2: 0; 2006 Qtr 3: 0; 2006 Qtr 4: 0; 2007 Qtr 1: 0; 2007 Qtr 2: 0; 2007 Qtr 3: 0; 2007 Qtr 4: 0; 2008 Qtr 1: 0; 2008 Qtr 2: 0; 2008 Qtr 3: 0; 2008 Qtr 4: 6 | 6
0 | 267022-Economizer Repair Com All CZ10 Vint03 | 0 | 10 | Commercial | 01-ALC-AllCommercial-Cooling | 0 |  |  |  |  | 41.71 | 43.9286 | 0 | 0 | 0 | -2.2186 | 678 |  | kWh | 0.0012 | 0 | Commercial |  | Winter Only | [5 empty] | 3 | 1 |  |  |  | 0 | 0 | 0 | 7 | 0 | 0 | 0 | 0 | 0 | 0 | 0 | 0 | 2006 Qtr 1: 0; 2006 Qtr 2: 0; 2006 Qtr 3: 0; 2006 Qtr 4: 0; 2007 Qtr 1: 0; 2007 Qtr 2: 0; 2007 Qtr 3: 0; 2007 Qtr 4: 0; 2008 Qtr 1: 0; 2008 Qtr 2: 0; 2008 Qtr 3: 0; 2008 Qtr 4: 7 | 7
0 | 267024-Economizer Repair Com All CZ10 Vint05 | 0 | 10 | Commercial | 01-ALC-AllCommercial-Cooling | 0 |  |  |  |  | 41.71 | 43.9286 | 0 | 0 | 0 | -2.2186 | 381 |  | kWh | 0.0017 | 0 | Commercial |  | Winter Only | [5 empty] | 3 | 1 |  |  |  | 0 | 0 | 0 | 7 | 0 | 0 | 0 | 0 | 0 | 0 | 0 | 0 | 2006 Qtr 1: 0; 2006 Qtr 2: 0; 2006 Qtr 3: 0; 2006 Qtr 4: 0; 2007 Qtr 1: 0; 2007 Qtr 2: 0; 2007 Qtr 3: 0; 2007 Qtr 4: 0; 2008 Qtr 1: 0; 2008 Qtr 2: 0; 2008 Qtr 3: 0; 2008 Qtr 4: 7 | 7
0 | 267023-Economizer Repair Com All CZ10 Vint04 | 0 | 10 | Commercial | 01-ALC-AllCommercial-Cooling | 0 |  |  |  |  | 41.71 | 41 | 0 | 0 | 0 | 0.71 | 442 |  | kWh | 0.0016 | 0 | Commercial |  | Winter Only | [5 empty] | 3 | 1 |  |  |  | 0 | 0 | 0 | 6 | 0 | 0 | 0 | 0 | 0 | 0 | 0 | 0 | 2006 Qtr 1: 0; 2006 Qtr 2: 0; 2006 Qtr 3: 0; 2006 Qtr 4: 0; 2007 Qtr 1: 0; 2007 Qtr 2: 0; 2007 Qtr 3: 0; 2007 Qtr 4: 0; 2008 Qtr 1: 0; 2008 Qtr 2: 0; 2008 Qtr 3: 0; 2008 Qtr 4: 6 | 6
0 | 267018-Economizer Repair Com All CZ07 Vint03 | 0 | 7 | Commercial | 01-ALC-AllCommercial-Cooling | 0 |  |  |  |  | 41.71 | 41 | 0 | 0 | 0 | 0.71 | 733 |  | kWh | 0.0023 | 0 | Commercial |  | Winter Only | [5 empty] | 3 | 1 |  |  |  | 0 | 0 | 0 | 6 | 0 | 0 | 0 | 0 | 0 | 0 | 0 | 0 | 2006 Qtr 1: 0; 2006 Qtr 2: 0; 2006 Qtr 3: 0; 2006 Qtr 4: 0; 2007 Qtr 1: 0; 2007 Qtr 2: 0; 2007 Qtr 3: 0; 2007 Qtr 4: 0; 2008 Qtr 1: 0; 2008 Qtr 2: 0; 2008 Qtr 3: 0; 2008 Qtr 4: 6 | 6
0 | 267020-Economizer Repair Com All CZ07 Vint05 | 0 | 7 | Commercial | 01-ALC-AllCommercial-Cooling | 0 |  |  |  |  | 41.71 | 41 | 0 | 0 | 0 | 0.71 | 440 |  | kWh | 0.0023 | 0 | Commercial |  | Winter Only | [5 empty] | 3 | 1 |  |  |  | 0 | 0 | 0 | 6 | 0 | 0 | 0 | 0 | 0 | 0 | 0 | 0 | 2006 Qtr 1: 0; 2006 Qtr 2: 0; 2006 Qtr 3: 0; 2006 Qtr 4: 0; 2007 Qtr 1: 0; 2007 Qtr 2: 0; 2007 Qtr 3: 0; 2007 Qtr 4: 0; 2008 Qtr 1: 0; 2008 Qtr 2: 0; 2008 Qtr 3: 0; 2008 Qtr 4: 6 | 6
0 | 267018-Economizer Repair Com All CZ07 Vint03 | 0 | 7 | Commercial | 01-ALC-AllCommercial-Cooling | 0 |  |  |  |  | 41.71 | 43.9286 | 0 | 0 | 0 | -2.2186 | 733 |  | kWh | 0.0023 | 0 | Commercial |  | Winter Only | [5 empty] | 3 | 1 |  |  |  | 0 | 0 | 0 | 7 | 0 | 0 | 0 | 0 | 0 | 0 | 0 | 0 | 2006 Qtr 1: 0; 2006 Qtr 2: 0; 2006 Qtr 3: 0; 2006 Qtr 4: 0; 2007 Qtr 1: 0; 2007 Qtr 2: 0; 2007 Qtr 3: 0; 2007 Qtr 4: 0; 2008 Qtr 1: 0; 2008 Qtr 2: 0; 2008 Qtr 3: 0; 2008 Qtr 4: 7 | 7
0 | 267019-Economizer Repair Com All CZ07 Vint04 | 0 | 7 | Commercial | 01-ALC-AllCommercial-Cooling | 0 |  |  |  |  | 41.71 | 41 | 0 | 0 | 0 | 0.71 | 555 |  | kWh | 0.003 | 0 | Commercial |  | Winter Only | [5 empty] | 3 | 1 |  |  |  | 0 | 0 | 0 | 3 | 0 | 0 | 0 | 0 | 0 | 0 | 0 | 0 | 2006 Qtr 1: 0; 2006 Qtr 2: 0; 2006 Qtr 3: 0; 2006 Qtr 4: 0; 2007 Qtr 1: 0; 2007 Qtr 2: 0; 2007 Qtr 3: 0; 2007 Qtr 4: 0; 2008 Qtr 1: 0; 2008 Qtr 2: 0; 2008 Qtr 3: 0; 2008 Qtr 4: 3 | 3
0 | 267018-Economizer Repair Com All CZ07 Vint03 | 0 | 7 | Commercial | 01-ALC-AllCommercial-Cooling | 0 |  |  |  |  | 41.71 | 43.9286 | 0 | 0 | 0 | -2.2186 | 733 |  | kWh | 0.0023 | 0 | Commercial |  | Winter Only | [5 empty] | 3 | 1 |  |  |  | 0 | 0 | 0 | 7 | 0 | 0 | 0 | 0 | 0 | 0 | 0 | 0 | 2006 Qtr 1: 0; 2006 Qtr 2: 0; 2006 Qtr 3: 0; 2006 Qtr 4: 0; 2007 Qtr 1: 0; 2007 Qtr 2: 0; 2007 Qtr 3: 0; 2007 Qtr 4: 0; 2008 Qtr 1: 0; 2008 Qtr 2: 0; 2008 Qtr 3: 0; 2008 Qtr 4: 7 | 7
0 | 267018-Economizer Repair Com All CZ07 Vint03 | 0 | 7 | Commercial | 01-ALC-AllCommercial-Cooling | 0 |  |  |  |  | 41.71 | 41 | 0 | 0 | 0 | 0.71 | 733 |  | kWh | 0.0023 | 0 | Commercial |  | Winter Only | [5 empty] | 3 | 1 |  |  |  | 0 | 0 | 0 | 10 | 0 | 0 | 0 | 0 | 0 | 0 | 0 | 0 | 2006 Qtr 1: 0; 2006 Qtr 2: 0; 2006 Qtr 3: 0; 2006 Qtr 4: 0; 2007 Qtr 1: 0; 2007 Qtr 2: 0; 2007 Qtr 3: 0; 2007 Qtr 4: 0; 2008 Qtr 1: 0; 2008 Qtr 2: 0; 2008 Qtr 3: 0; 2008 Qtr 4: 10 | 10
0 | 267018-Economizer Repair Com All CZ07 Vint03 | 0 | 7 | Commercial | 01-ALC-AllCommercial-Cooling | 0 |  |  |  |  | 41.71 | 41 | 0 | 0 | 0 | 0.71 | 733 |  | kWh | 0.0023 | 0 | Commercial |  | Winter Only | [5 empty] | 3 | 1 |  |  |  | 0 | 0 | 0 | 10 | 0 | 0 | 0 | 0 | 0 | 0 | 0 | 0 | 2006 Qtr 1: 0; 2006 Qtr 2: 0; 2006 Qtr 3: 0; 2006 Qtr 4: 0; 2007 Qtr 1: 0; 2007 Qtr 2: 0; 2007 Qtr 3: 0; 2007 Qtr 4: 0; 2008 Qtr 1: 0; 2008 Qtr 2: 0; 2008 Qtr 3: 0; 2008 Qtr 4: 10 | 10
0 | 267019-Economizer Repair Com All CZ07 Vint04 | 0 | 7 | Commercial | 01-ALC-AllCommercial-Cooling | 0 |  |  |  |  | 41.71 | 41 | 0 | 0 | 0 | 0.71 | 555 |  | kWh | 0.003 | 0 | Commercial |  | Winter Only | [5 empty] | 3 | 1 |  |  |  | 0 | 0 | 0 | 3 | 0 | 0 | 0 | 0 | 0 | 0 | 0 | 0 | 2006 Qtr 1: 0; 2006 Qtr 2: 0; 2006 Qtr 3: 0; 2006 Qtr 4: 0; 2007 Qtr 1: 0; 2007 Qtr 2: 0; 2007 Qtr 3: 0; 2007 Qtr 4: 0; 2008 Qtr 1: 0; 2008 Qtr 2: 0; 2008 Qtr 3: 0; 2008 Qtr 4: 3 | 3
0 | 267019-Economizer Repair Com All CZ07 Vint04 | 0 | 7 | Commercial | 01-ALC-AllCommercial-Cooling | 0 |  |  |  |  | 41.71 | 41 | 0 | 0 | 0 | 0.71 | 555 |  | kWh | 0.003 | 0 | Commercial |  | Winter Only | [5 empty] | 3 | 1 |  |  |  | 0 | 0 | 0 | 5 | 0 | 0 | 0 | 0 | 0 | 0 | 0 | 0 | 2006 Qtr 1: 0; 2006 Qtr 2: 0; 2006 Qtr 3: 0; 2006 Qtr 4: 0; 2007 Qtr 1: 0; 2007 Qtr 2: 0; 2007 Qtr 3: 0; 2007 Qtr 4: 0; 2008 Qtr 1: 0; 2008 Qtr 2: 0; 2008 Qtr 3: 0; 2008 Qtr 4: 5 | 5
0 | 267018-Economizer Repair Com All CZ07 Vint03 | 0 | 7 | Commercial | 01-ALC-AllCommercial-Cooling | 0 |  |  |  |  | 41.71 | 41 | 0 | 0 | 0 | 0.71 | 733 |  | kWh | 0.0023 | 0 | Commercial |  | Winter Only | [5 empty] | 3 | 1 |  |  |  | 0 | 0 | 0 | 6 | 0 | 0 | 0 | 0 | 0 | 0 | 0 | 0 | 2006 Qtr 1: 0; 2006 Qtr 2: 0; 2006 Qtr 3: 0; 2006 Qtr 4: 0; 2007 Qtr 1: 0; 2007 Qtr 2: 0; 2007 Qtr 3: 0; 2007 Qtr 4: 0; 2008 Qtr 1: 0; 2008 Qtr 2: 0; 2008 Qtr 3: 0; 2008 Qtr 4: 6 | 6
0 | 267019-Economizer Repair Com All CZ07 Vint04 | 0 | 7 | Commercial | 01-ALC-AllCommercial-Cooling | 0 |  |  |  |  | 41.71 | 41 | 0 | 0 | 0 | 0.71 | 555 |  | kWh | 0.003 | 0 | Commercial |  | Winter Only | [5 empty] | 3 | 1 |  |  |  | 0 | 0 | 0 | 6 | 0 | 0 | 0 | 0 | 0 | 0 | 0 | 0 | 2006 Qtr 1: 0; 2006 Qtr 2: 0; 2006 Qtr 3: 0; 2006 Qtr 4: 0; 2007 Qtr 1: 0; 2007 Qtr 2: 0; 2007 Qtr 3: 0; 2007 Qtr 4: 0; 2008 Qtr 1: 0; 2008 Qtr 2: 0; 2008 Qtr 3: 0; 2008 Qtr 4: 6 | 6
0 | 267017-Economizer Repair Com All CZ07 Vint01 | 0 | 7 | Commercial | 01-ALC-AllCommercial-Cooling | 0 |  |  |  |  | 41.71 | 41 | 0 | 0 | 0 | 0.71 | 294 |  | kWh | 0.0083 | 0 | Commercial |  | Winter Only | [5 empty] | 3 | 1 |  |  |  | 0 | 0 | 0 | 3 | 0 | 0 | 0 | 0 | 0 | 0 | 0 | 0 | 2006 Qtr 1: 0; 2006 Qtr 2: 0; 2006 Qtr 3: 0; 2006 Qtr 4: 0; 2007 Qtr 1: 0; 2007 Qtr 2: 0; 2007 Qtr 3: 0; 2007 Qtr 4: 0; 2008 Qtr 1: 0; 2008 Qtr 2: 0; 2008 Qtr 3: 0; 2008 Qtr 4: 3 | 3
0 | 267019-Economizer Repair Com All CZ07 Vint04 | 0 | 7 | Commercial | 01-ALC-AllCommercial-Cooling | 0 |  |  |  |  | 41.71 | 41 | 0 | 0 | 0 | 0.71 | 555 |  | kWh | 0.003 | 0 | Commercial |  | Winter Only | [5 empty] | 3 | 1 |  |  |  | 0 | 0 | 0 | 4 | 0 | 0 | 0 | 0 | 0 | 0 | 0 | 0 | 2006 Qtr 1: 0; 2006 Qtr 2: 0; 2006 Qtr 3: 0; 2006 Qtr 4: 0; 2007 Qtr 1: 0; 2007 Qtr 2: 0; 2007 Qtr 3: 0; 2007 Qtr 4: 0; 2008 Qtr 1: 0; 2008 Qtr 2: 0; 2008 Qtr 3: 0; 2008 Qtr 4: 4 | 4
0 | 267019-Economizer Repair Com All CZ07 Vint04 | 0 | 7 | Commercial | 01-ALC-AllCommercial-Cooling | 0 |  |  |  |  | 41.71 | 41 | 0 | 0 | 0 | 0.71 | 555 |  | kWh | 0.003 | 0 | Commercial |  | Winter Only | [5 empty] | 3 | 1 |  |  |  | 0 | 0 | 0 | 3 | 0 | 0 | 0 | 0 | 0 | 0 | 0 | 0 | 2006 Qtr 1: 0; 2006 Qtr 2: 0; 2006 Qtr 3: 0; 2006 Qtr 4: 0; 2007 Qtr 1: 0; 2007 Qtr 2: 0; 2007 Qtr 3: 0; 2007 Qtr 4: 0; 2008 Qtr 1: 0; 2008 Qtr 2: 0; 2008 Qtr 3: 0; 2008 Qtr 4: 3 | 3
0 | 267020-Economizer Repair Com All CZ07 Vint05 | 0 | 7 | Commercial | 01-ALC-AllCommercial-Cooling | 0 |  |  |  |  | 41.71 | 41 | 0 | 0 | 0 | 0.71 | 440 |  | kWh | 0.0023 | 0 | Commercial |  | Winter Only | [5 empty] | 3 | 1 |  |  |  | 0 | 0 | 0 | 5 | 0 | 0 | 0 | 0 | 0 | 0 | 0 | 0 | 2006 Qtr 1: 0; 2006 Qtr 2: 0; 2006 Qtr 3: 0; 2006 Qtr 4: 0; 2007 Qtr 1: 0; 2007 Qtr 2: 0; 2007 Qtr 3: 0; 2007 Qtr 4: 0; 2008 Qtr 1: 0; 2008 Qtr 2: 0; 2008 Qtr 3: 0; 2008 Qtr 4: 5 | 5
0 | 267020-Economizer Repair Com All CZ07 Vint05 | 0 | 7 | Commercial | 01-ALC-AllCommercial-Cooling | 0 |  |  |  |  | 41.71 | 41 | 0 | 0 | 0 | 0.71 | 440 |  | kWh | 0.0023 | 0 | Commercial |  | Winter Only | [5 empty] | 3 | 1 |  |  |  | 0 | 0 | 0 | 5 | 0 | 0 | 0 | 0 | 0 | 0 | 0 | 0 | 2006 Qtr 1: 0; 2006 Qtr 2: 0; 2006 Qtr 3: 0; 2006 Qtr 4: 0; 2007 Qtr 1: 0; 2007 Qtr 2: 0; 2007 Qtr 3: 0; 2007 Qtr 4: 0; 2008 Qtr 1: 0; 2008 Qtr 2: 0; 2008 Qtr 3: 0; 2008 Qtr 4: 5 | 5
0 | 267017-Economizer Repair Com All CZ07 Vint01 | 0 | 7 | Commercial | 01-ALC-AllCommercial-Cooling | 0 |  |  |  |  | 41.71 | 43.9286 | 0 | 0 | 0 | -2.2186 | 294 |  | kWh | 0.0083 | 0 | Commercial |  | Winter Only | [5 empty] | 3 | 1 |  |  |  | 0 | 0 | 0 | 7 | 0 | 0 | 0 | 0 | 0 | 0 | 0 | 0 | 2006 Qtr 1: 0; 2006 Qtr 2: 0; 2006 Qtr 3: 0; 2006 Qtr 4: 0; 2007 Qtr 1: 0; 2007 Qtr 2: 0; 2007 Qtr 3: 0; 2007 Qtr 4: 0; 2008 Qtr 1: 0; 2008 Qtr 2: 0; 2008 Qtr 3: 0; 2008 Qtr 4: 7 | 7
0 | 267018-Economizer Repair Com All CZ07 Vint03 | 0 | 7 | Commercial | 01-ALC-AllCommercial-Cooling | 0 |  |  |  |  | 41.71 | 43.9286 | 0 | 0 | 0 | -2.2186 | 733 |  | kWh | 0.0023 | 0 | Commercial |  | Winter Only | [5 empty] | 3 | 1 |  |  |  | 0 | 0 | 0 | 7 | 0 | 0 | 0 | 0 | 0 | 0 | 0 | 0 | 2006 Qtr 1: 0; 2006 Qtr 2: 0; 2006 Qtr 3: 0; 2006 Qtr 4: 0; 2007 Qtr 1: 0; 2007 Qtr 2: 0; 2007 Qtr 3: 0; 2007 Qtr 4: 0; 2008 Qtr 1: 0; 2008 Qtr 2: 0; 2008 Qtr 3: 0; 2008 Qtr 4: 7 | 7
0 | 267018-Economizer Repair Com All CZ07 Vint03 | 0 | 7 | Commercial | 01-ALC-AllCommercial-Cooling | 0 |  |  |  |  | 41.71 | 41 | 0 | 0 | 0 | 0.71 | 733 |  | kWh | 0.0023 | 0 | Commercial |  | Winter Only | [5 empty] | 3 | 1 |  |  |  | 0 | 0 | 0 | 4 | 0 | 0 | 0 | 0 | 0 | 0 | 0 | 0 | 2006 Qtr 1: 0; 2006 Qtr 2: 0; 2006 Qtr 3: 0; 2006 Qtr 4: 0; 2007 Qtr 1: 0; 2007 Qtr 2: 0; 2007 Qtr 3: 0; 2007 Qtr 4: 0; 2008 Qtr 1: 0; 2008 Qtr 2: 0; 2008 Qtr 3: 0; 2008 Qtr 4: 4 | 4
0 | 267018-Economizer Repair Com All CZ07 Vint03 | 0 | 7 | Commercial | 01-ALC-AllCommercial-Cooling | 0 |  |  |  |  | 41.71 | 41 | 0 | 0 | 0 | 0.71 | 733 |  | kWh | 0.0023 | 0 | Commercial |  | Winter Only | [5 empty] | 3 | 1 |  |  |  | 0 | 0 | 0 | 10 | 0 | 0 | 0 | 0 | 0 | 0 | 0 | 0 | 2006 Qtr 1: 0; 2006 Qtr 2: 0; 2006 Qtr 3: 0; 2006 Qtr 4: 0; 2007 Qtr 1: 0; 2007 Qtr 2: 0; 2007 Qtr 3: 0; 2007 Qtr 4: 0; 2008 Qtr 1: 0; 2008 Qtr 2: 0; 2008 Qtr 3: 0; 2008 Qtr 4: 10 | 10
0 | 267019-Economizer Repair Com All CZ07 Vint04 | 0 | 7 | Commercial | 01-ALC-AllCommercial-Cooling | 0 |  |  |  |  | 41.71 | 41 | 0 | 0 | 0 | 0.71 | 555 |  | kWh | 0.003 | 0 | Commercial |  | Winter Only | [5 empty] | 3 | 1 |  |  |  | 0 | 0 | 0 | 6 | 0 | 0 | 0 | 0 | 0 | 0 | 0 | 0 | 2006 Qtr 1: 0; 2006 Qtr 2: 0; 2006 Qtr 3: 0; 2006 Qtr 4: 0; 2007 Qtr 1: 0; 2007 Qtr 2: 0; 2007 Qtr 3: 0; 2007 Qtr 4: 0; 2008 Qtr 1: 0; 2008 Qtr 2: 0; 2008 Qtr 3: 0; 2008 Qtr 4: 6 | 6
0 | 267020-Economizer Repair Com All CZ07 Vint05 | 0 | 7 | Commercial | 01-ALC-AllCommercial-Cooling | 0 |  |  |  |  | 41.71 | 41 | 0 | 0 | 0 | 0.71 | 440 |  | kWh | 0.0023 | 0 | Commercial |  | Winter Only | [5 empty] | 3 | 1 |  |  |  | 0 | 0 | 0 | 4 | 0 | 0 | 0 | 0 | 0 | 0 | 0 | 0 | 2006 Qtr 1: 0; 2006 Qtr 2: 0; 2006 Qtr 3: 0; 2006 Qtr 4: 0; 2007 Qtr 1: 0; 2007 Qtr 2: 0; 2007 Qtr 3: 0; 2007 Qtr 4: 0; 2008 Qtr 1: 0; 2008 Qtr 2: 0; 2008 Qtr 3: 0; 2008 Qtr 4: 4 | 4
0 | 267019-Economizer Repair Com All CZ07 Vint04 | 0 | 7 | Commercial | 01-ALC-AllCommercial-Cooling | 0 |  |  |  |  | 41.71 | 41 | 0 | 0 | 0 | 0.71 | 555 |  | kWh | 0.003 | 0 | Commercial |  | Winter Only | [5 empty] | 3 | 1 |  |  |  | 0 | 0 | 0 | 5 | 0 | 0 | 0 | 0 | 0 | 0 | 0 | 0 | 2006 Qtr 1: 0; 2006 Qtr 2: 0; 2006 Qtr 3: 0; 2006 Qtr 4: 0; 2007 Qtr 1: 0; 2007 Qtr 2: 0; 2007 Qtr 3: 0; 2007 Qtr 4: 0; 2008 Qtr 1: 0; 2008 Qtr 2: 0; 2008 Qtr 3: 0; 2008 Qtr 4: 5 | 5
0 | 267020-Economizer Repair Com All CZ07 Vint05 | 0 | System | Commercial | 01-ALC-AllCommercial-Cooling | 0 |  |  |  |  | 41.71 | 41 | 0 | 0 | 0 | 0.71 | 440 |  | kWh | 0.0023 | 0 | Commercial |  | Winter Only | [5 empty] | 3 | 1 |  |  |  | 0 | 0 | 0 | 4 | 0 | 0 | 0 | 0 | 0 | 0 | 0 | 0 | 2006 Qtr 1: 0; 2006 Qtr 2: 0; 2006 Qtr 3: 0; 2006 Qtr 4: 0; 2007 Qtr 1: 0; 2007 Qtr 2: 0; 2007 Qtr 3: 0; 2007 Qtr 4: 0; 2008 Qtr 1: 0; 2008 Qtr 2: 0; 2008 Qtr 3: 0; 2008 Qtr 4: 4 | 4
0 | 267019-Economizer Repair Com All CZ07 Vint04 | 0 | System | Commercial | 01-ALC-AllCommercial-Cooling | 0 |  |  |  |  | 41.71 | 41 | 0 | 0 | 0 | 0.71 | 555 |  | kWh | 0.003 | 0 | Commercial |  | Winter Only | [5 empty] | 3 | 1 |  |  |  | 0 | 0 | 0 | 6 | 0 | 0 | 0 | 0 | 0 | 0 | 0 | 0 | 2006 Qtr 1: 0; 2006 Qtr 2: 0; 2006 Qtr 3: 0; 2006 Qtr 4: 0; 2007 Qtr 1: 0; 2007 Qtr 2: 0; 2007 Qtr 3: 0; 2007 Qtr 4: 0; 2008 Qtr 1: 0; 2008 Qtr 2: 0; 2008 Qtr 3: 0; 2008 Qtr 4: 6 | 6
0 | 267019-Economizer Repair Com All CZ07 Vint04 | 0 | System | Commercial | 01-ALC-AllCommercial-Cooling | 0 |  |  |  |  | 41.71 | 41 | 0 | 0 | 0 | 0.71 | 555 |  | kWh | 0.003 | 0 | Commercial |  | Winter Only | [5 empty] | 3 | 1 |  |  |  | 0 | 0 | 0 | 3 | 0 | 0 | 0 | 0 | 0 | 0 | 0 | 0 | 2006 Qtr 1: 0; 2006 Qtr 2: 0; 2006 Qtr 3: 0; 2006 Qtr 4: 0; 2007 Qtr 1: 0; 2007 Qtr 2: 0; 2007 Qtr 3: 0; 2007 Qtr 4: 0; 2008 Qtr 1: 0; 2008 Qtr 2: 0; 2008 Qtr 3: 0; 2008 Qtr 4: 3 | 3
0 | 267018-Economizer Repair Com All CZ07 Vint03 | 0 | System | Commercial | 01-ALC-AllCommercial-Cooling | 0 |  |  |  |  | 41.71 | 41 | 0 | 0 | 0 | 0.71 | 733 |  | kWh | 0.0023 | 0 | Commercial |  | Winter Only | [5 empty] | 3 | 1 |  |  |  | 0 | 0 | 0 | 6 | 0 | 0 | 0 | 0 | 0 | 0 | 0 | 0 | 2006 Qtr 1: 0; 2006 Qtr 2: 0; 2006 Qtr 3: 0; 2006 Qtr 4: 0; 2007 Qtr 1: 0; 2007 Qtr 2: 0; 2007 Qtr 3: 0; 2007 Qtr 4: 0; 2008 Qtr 1: 0; 2008 Qtr 2: 0; 2008 Qtr 3: 0; 2008 Qtr 4: 6 | 6
0 | 267018-Economizer Repair Com All CZ07 Vint03 | 0 | System | Commercial | 01-ALC-AllCommercial-Cooling | 0 |  |  |  |  | 41.71 | 43.5625 | 0 | 0 | 0 | -1.8525 | 733 |  | kWh | 0.0023 | 0 | Commercial |  | Winter Only | [5 empty] | 3 | 1 |  |  |  | 0 | 0 | 0 | 8 | 0 | 0 | 0 | 0 | 0 | 0 | 0 | 0 | 2006 Qtr 1: 0; 2006 Qtr 2: 0; 2006 Qtr 3: 0; 2006 Qtr 4: 0; 2007 Qtr 1: 0; 2007 Qtr 2: 0; 2007 Qtr 3: 0; 2007 Qtr 4: 0; 2008 Qtr 1: 0; 2008 Qtr 2: 0; 2008 Qtr 3: 0; 2008 Qtr 4: 8 | 8
0 | 267018-Economizer Repair Com All CZ07 Vint03 | 0 | System | Commercial | 01-ALC-AllCommercial-Cooling | 0 |  |  |  |  | 41.71 | 43.5625 | 0 | 0 | 0 | -1.8525 | 733 |  | kWh | 0.0023 | 0 | Commercial |  | Winter Only | [5 empty] | 3 | 1 |  |  |  | 0 | 0 | 0 | 8 | 0 | 0 | 0 | 0 | 0 | 0 | 0 | 0 | 2006 Qtr 1: 0; 2006 Qtr 2: 0; 2006 Qtr 3: 0; 2006 Qtr 4: 0; 2007 Qtr 1: 0; 2007 Qtr 2: 0; 2007 Qtr 3: 0; 2007 Qtr 4: 0; 2008 Qtr 1: 0; 2008 Qtr 2: 0; 2008 Qtr 3: 0; 2008 Qtr 4: 8 | 8
0 | 267019-Economizer Repair Com All CZ07 Vint04 | 0 | 7 | Commercial | 01-ALC-AllCommercial-Cooling | 0 |  |  |  |  | 41.71 | 43.9286 | 0 | 0 | 0 | -2.2186 | 555 |  | kWh | 0.003 | 0 | Commercial |  | Winter Only | [5 empty] | 3 | 1 |  |  |  | 0 | 0 | 0 | 7 | 0 | 0 | 0 | 0 | 0 | 0 | 0 | 0 | 2006 Qtr 1: 0; 2006 Qtr 2: 0; 2006 Qtr 3: 0; 2006 Qtr 4: 0; 2007 Qtr 1: 0; 2007 Qtr 2: 0; 2007 Qtr 3: 0; 2007 Qtr 4: 0; 2008 Qtr 1: 0; 2008 Qtr 2: 0; 2008 Qtr 3: 0; 2008 Qtr 4: 7 | 7
0 | 267019-Economizer Repair Com All CZ07 Vint04 | 0 | 7 | Commercial | 01-ALC-AllCommercial-Cooling | 0 |  |  |  |  | 41.71 | 43.9286 | 0 | 0 | 0 | -2.2186 | 555 |  | kWh | 0.003 | 0 | Commercial |  | Winter Only | [5 empty] | 3 | 1 |  |  |  | 0 | 0 | 0 | 7 | 0 | 0 | 0 | 0 | 0 | 0 | 0 | 0 | 2006 Qtr 1: 0; 2006 Qtr 2: 0; 2006 Qtr 3: 0; 2006 Qtr 4: 0; 2007 Qtr 1: 0; 2007 Qtr 2: 0; 2007 Qtr 3: 0; 2007 Qtr 4: 0; 2008 Qtr 1: 0; 2008 Qtr 2: 0; 2008 Qtr 3: 0; 2008 Qtr 4: 7 | 7
0 | 267018-Economizer Repair Com All CZ07 Vint03 | 0 | 7 | Commercial | 01-ALC-AllCommercial-Cooling | 0 |  |  |  |  | 41.71 | 41 | 0 | 0 | 0 | 0.71 | 733 |  | kWh | 0.0023 | 0 | Commercial |  | Winter Only | [5 empty] | 3 | 1 |  |  |  | 0 | 0 | 0 | 10 | 0 | 0 | 0 | 0 | 0 | 0 | 0 | 0 | 2006 Qtr 1: 0; 2006 Qtr 2: 0; 2006 Qtr 3: 0; 2006 Qtr 4: 0; 2007 Qtr 1: 0; 2007 Qtr 2: 0; 2007 Qtr 3: 0; 2007 Qtr 4: 0; 2008 Qtr 1: 0; 2008 Qtr 2: 0; 2008 Qtr 3: 0; 2008 Qtr 4: 10 | 10
0 | 267018-Economizer Repair Com All CZ07 Vint03 | 0 | 7 | Commercial | 01-ALC-AllCommercial-Cooling | 0 |  |  |  |  | 41.71 | 41 | 0 | 0 | 0 | 0.71 | 733 |  | kWh | 0.0023 | 0 | Commercial |  | Winter Only | [5 empty] | 3 | 1 |  |  |  | 0 | 0 | 0 | 10 | 0 | 0 | 0 | 0 | 0 | 0 | 0 | 0 | 2006 Qtr 1: 0; 2006 Qtr 2: 0; 2006 Qtr 3: 0; 2006 Qtr 4: 0; 2007 Qtr 1: 0; 2007 Qtr 2: 0; 2007 Qtr 3: 0; 2007 Qtr 4: 0; 2008 Qtr 1: 0; 2008 Qtr 2: 0; 2008 Qtr 3: 0; 2008 Qtr 4: 10 | 10
0 | 267018-Economizer Repair Com All CZ07 Vint03 | 0 | 7 | Commercial | 01-ALC-AllCommercial-Cooling | 0 |  |  |  |  | 41.71 | 41 | 0 | 0 | 0 | 0.71 | 733 |  | kWh | 0.0023 | 0 | Commercial |  | Winter Only | [5 empty] | 3 | 1 |  |  |  | 0 | 0 | 0 | 10 | 0 | 0 | 0 | 0 | 0 | 0 | 0 | 0 | 2006 Qtr 1: 0; 2006 Qtr 2: 0; 2006 Qtr 3: 0; 2006 Qtr 4: 0; 2007 Qtr 1: 0; 2007 Qtr 2: 0; 2007 Qtr 3: 0; 2007 Qtr 4: 0; 2008 Qtr 1: 0; 2008 Qtr 2: 0; 2008 Qtr 3: 0; 2008 Qtr 4: 10 | 10
0 | 267019-Economizer Repair Com All CZ07 Vint04 | 0 | 10 | Commercial | 01-ALC-AllCommercial-Cooling | 0 |  |  |  |  | 41.71 | 41 | 0 | 0 | 0 | 0.71 | 555 |  | kWh | 0.003 | 0 | Commercial |  | Winter Only | [5 empty] | 3 | 1 |  |  |  | 0 | 0 | 0 | 10 | 0 | 0 | 0 | 0 | 0 | 0 | 0 | 0 | 2006 Qtr 1: 0; 2006 Qtr 2: 0; 2006 Qtr 3: 0; 2006 Qtr 4: 0; 2007 Qtr 1: 0; 2007 Qtr 2: 0; 2007 Qtr 3: 0; 2007 Qtr 4: 0; 2008 Qtr 1: 0; 2008 Qtr 2: 0; 2008 Qtr 3: 0; 2008 Qtr 4: 10 | 10
0 | 267019-Economizer Repair Com All CZ07 Vint04 | 0 | 10 | Commercial | 01-ALC-AllCommercial-Cooling | 0 |  |  |  |  | 41.71 | 41 | 0 | 0 | 0 | 0.71 | 555 |  | kWh | 0.003 | 0 | Commercial |  | Winter Only | [5 empty] | 3 | 1 |  |  |  | 0 | 0 | 0 | 10 | 0 | 0 | 0 | 0 | 0 | 0 | 0 | 0 | 2006 Qtr 1: 0; 2006 Qtr 2: 0; 2006 Qtr 3: 0; 2006 Qtr 4: 0; 2007 Qtr 1: 0; 2007 Qtr 2: 0; 2007 Qtr 3: 0; 2007 Qtr 4: 0; 2008 Qtr 1: 0; 2008 Qtr 2: 0; 2008 Qtr 3: 0; 2008 Qtr 4: 10 | 10
0 | 267018-Economizer Repair Com All CZ07 Vint03 | 0 | 10 | Commercial | 01-ALC-AllCommercial-Cooling | 0 |  |  |  |  | 41.71 | 41 | 0 | 0 | 0 | 0.71 | 733 |  | kWh | 0.0023 | 0 | Commercial |  | Winter Only | [5 empty] | 3 | 1 |  |  |  | 0 | 0 | 0 | 4 | 0 | 0 | 0 | 0 | 0 | 0 | 0 | 0 | 2006 Qtr 1: 0; 2006 Qtr 2: 0; 2006 Qtr 3: 0; 2006 Qtr 4: 0; 2007 Qtr 1: 0; 2007 Qtr 2: 0; 2007 Qtr 3: 0; 2007 Qtr 4: 0; 2008 Qtr 1: 0; 2008 Qtr 2: 0; 2008 Qtr 3: 0; 2008 Qtr 4: 4 | 4
0 | 267019-Economizer Repair Com All CZ07 Vint04 | 0 | 10 | Commercial | 01-ALC-AllCommercial-Cooling | 0 |  |  |  |  | 41.71 | 41 | 0 | 0 | 0 | 0.71 | 555 |  | kWh | 0.003 | 0 | Commercial |  | Winter Only | [5 empty] | 3 | 1 |  |  |  | 0 | 0 | 0 | 4 | 0 | 0 | 0 | 0 | 0 | 0 | 0 | 0 | 2006 Qtr 1: 0; 2006 Qtr 2: 0; 2006 Qtr 3: 0; 2006 Qtr 4: 0; 2007 Qtr 1: 0; 2007 Qtr 2: 0; 2007 Qtr 3: 0; 2007 Qtr 4: 0; 2008 Qtr 1: 0; 2008 Qtr 2: 0; 2008 Qtr 3: 0; 2008 Qtr 4: 4 | 4
0 | 267022-Economizer Repair Com All CZ10 Vint03 | 0 | 10 | Commercial | 01-ALC-AllCommercial-Cooling | 0 |  |  |  |  | 41.71 | 43.9286 | 0 | 0 | 0 | -2.2186 | 678 |  | kWh | 0.0012 | 0 | Commercial |  | Winter Only | [5 empty] | 3 | 1 |  |  |  | 0 | 0 | 0 | 7 | 0 | 0 | 0 | 0 | 0 | 0 | 0 | 0 | 2006 Qtr 1: 0; 2006 Qtr 2: 0; 2006 Qtr 3: 0; 2006 Qtr 4: 0; 2007 Qtr 1: 0; 2007 Qtr 2: 0; 2007 Qtr 3: 0; 2007 Qtr 4: 0; 2008 Qtr 1: 0; 2008 Qtr 2: 0; 2008 Qtr 3: 0; 2008 Qtr 4: 7 | 7
0 | 267021-Economizer Repair Com All CZ10 Vint01 | 0 | 10 | Commercial | 01-ALC-AllCommercial-Cooling | 0 |  |  |  |  | 41.71 | 44.4167 | 0 | 0 | 0 | -2.7067 | 207 |  | kWh | 0.0015 | 0 | Commercial |  | Winter Only | [5 empty] | 3 | 1 |  |  |  | 0 | 0 | 0 | 6 | 0 | 0 | 0 | 0 | 0 | 0 | 0 | 0 | 2006 Qtr 1: 0; 2006 Qtr 2: 0; 2006 Qtr 3: 0; 2006 Qtr 4: 0; 2007 Qtr 1: 0; 2007 Qtr 2: 0; 2007 Qtr 3: 0; 2007 Qtr 4: 0; 2008 Qtr 1: 0; 2008 Qtr 2: 0; 2008 Qtr 3: 0; 2008 Qtr 4: 6 | 6
0 | 267023-Economizer Repair Com All CZ10 Vint04 | 0 | 10 | Commercial | 01-ALC-AllCommercial-Cooling | 0 |  |  |  |  | 41.71 | 44.4167 | 0 | 0 | 0 | -2.7067 | 442 |  | kWh | 0.0016 | 0 | Commercial |  | Winter Only | [5 empty] | 3 | 1 |  |  |  | 0 | 0 | 0 | 6 | 0 | 0 | 0 | 0 | 0 | 0 | 0 | 0 | 2006 Qtr 1: 0; 2006 Qtr 2: 0; 2006 Qtr 3: 0; 2006 Qtr 4: 0; 2007 Qtr 1: 0; 2007 Qtr 2: 0; 2007 Qtr 3: 0; 2007 Qtr 4: 0; 2008 Qtr 1: 0; 2008 Qtr 2: 0; 2008 Qtr 3: 0; 2008 Qtr 4: 6 | 6
0 | 267023-Economizer Repair Com All CZ10 Vint04 | 0 | 10 | Commercial | 01-ALC-AllCommercial-Cooling | 0 |  |  |  |  | 41.71 | 41 | 0 | 0 | 0 | 0.71 | 442 |  | kWh | 0.0016 | 0 | Commercial |  | Winter Only | [5 empty] | 3 | 1 |  |  |  | 0 | 0 | 0 | 4 | 0 | 0 | 0 | 0 | 0 | 0 | 0 | 0 | 2006 Qtr 1: 0; 2006 Qtr 2: 0; 2006 Qtr 3: 0; 2006 Qtr 4: 0; 2007 Qtr 1: 0; 2007 Qtr 2: 0; 2007 Qtr 3: 0; 2007 Qtr 4: 0; 2008 Qtr 1: 0; 2008 Qtr 2: 0; 2008 Qtr 3: 0; 2008 Qtr 4: 4 | 4
0 | 267019-Economizer Repair Com All CZ07 Vint04 | 0 | System | Commercial | 01-ALC-AllCommercial-Cooling | 0 |  |  |  |  | 41.71 | 41 | 0 | 0 | 0 | 0.71 | 555 |  | kWh | 0.003 | 0 | Commercial |  | Winter Only | [5 empty] | 3 | 1 |  |  |  | 0 | 0 | 0 | 4 | 0 | 0 | 0 | 0 | 0 | 0 | 0 | 0 | 2006 Qtr 1: 0; 2006 Qtr 2: 0; 2006 Qtr 3: 0; 2006 Qtr 4: 0; 2007 Qtr 1: 0; 2007 Qtr 2: 0; 2007 Qtr 3: 0; 2007 Qtr 4: 0; 2008 Qtr 1: 0; 2008 Qtr 2: 0; 2008 Qtr 3: 0; 2008 Qtr 4: 4 | 4
0 | 267018-Economizer Repair Com All CZ07 Vint03 | 0 | System | Commercial | 01-ALC-AllCommercial-Cooling | 0 |  |  |  |  | 41.71 | 41 | 0 | 0 | 0 | 0.71 | 733 |  | kWh | 0.0023 | 0 | Commercial |  | Winter Only | [5 empty] | 3 | 1 |  |  |  | 0 | 0 | 0 | 3 | 0 | 0 | 0 | 0 | 0 | 0 | 0 | 0 | 2006 Qtr 1: 0; 2006 Qtr 2: 0; 2006 Qtr 3: 0; 2006 Qtr 4: 0; 2007 Qtr 1: 0; 2007 Qtr 2: 0; 2007 Qtr 3: 0; 2007 Qtr 4: 0; 2008 Qtr 1: 0; 2008 Qtr 2: 0; 2008 Qtr 3: 0; 2008 Qtr 4: 3 | 3
0 | 267018-Economizer Repair Com All CZ07 Vint03 | 0 | System | Commercial | 01-ALC-AllCommercial-Cooling | 0 |  |  |  |  | 41.71 | 41 | 0 | 0 | 0 | 0.71 | 733 |  | kWh | 0.0023 | 0 | Commercial |  | Winter Only | [5 empty] | 3 | 1 |  |  |  | 0 | 0 | 0 | 6 | 0 | 0 | 0 | 0 | 0 | 0 | 0 | 0 | 2006 Qtr 1: 0; 2006 Qtr 2: 0; 2006 Qtr 3: 0; 2006 Qtr 4: 0; 2007 Qtr 1: 0; 2007 Qtr 2: 0; 2007 Qtr 3: 0; 2007 Qtr 4: 0; 2008 Qtr 1: 0; 2008 Qtr 2: 0; 2008 Qtr 3: 0; 2008 Qtr 4: 6 | 6
0 | 267018-Economizer Repair Com All CZ07 Vint03 | 0 | System | Commercial | 01-ALC-AllCommercial-Cooling | 0 |  |  |  |  | 41.71 | 41 | 0 | 0 | 0 | 0.71 | 733 |  | kWh | 0.0023 | 0 | Commercial |  | Winter Only | [5 empty] | 3 | 1 |  |  |  | 0 | 0 | 0 | 4 | 0 | 0 | 0 | 0 | 0 | 0 | 0 | 0 | 2006 Qtr 1: 0; 2006 Qtr 2: 0; 2006 Qtr 3: 0; 2006 Qtr 4: 0; 2007 Qtr 1: 0; 2007 Qtr 2: 0; 2007 Qtr 3: 0; 2007 Qtr 4: 0; 2008 Qtr 1: 0; 2008 Qtr 2: 0; 2008 Qtr 3: 0; 2008 Qtr 4: 4 | 4
0 | 267018-Economizer Repair Com All CZ07 Vint03 | 0 | System | Commercial | 01-ALC-AllCommercial-Cooling | 0 |  |  |  |  | 41.71 | 41 | 0 | 0 | 0 | 0.71 | 733 |  | kWh | 0.0023 | 0 | Commercial |  | Winter Only | [5 empty] | 3 | 1 |  |  |  | 0 | 0 | 0 | 10 | 0 | 0 | 0 | 0 | 0 | 0 | 0 | 0 | 2006 Qtr 1: 0; 2006 Qtr 2: 0; 2006 Qtr 3: 0; 2006 Qtr 4: 0; 2007 Qtr 1: 0; 2007 Qtr 2: 0; 2007 Qtr 3: 0; 2007 Qtr 4: 0; 2008 Qtr 1: 0; 2008 Qtr 2: 0; 2008 Qtr 3: 0; 2008 Qtr 4: 10 | 10
0 | 267029-Commercial HVAC Diagnostic/Tune-up Com All CZ07 VintAll | 0 | System | Commercial | 01-ALC-AllCommercial-Cooling | 0 |  |  |  |  | 67.6133 | 72.4428 | 0 | 0 | 0 | -4.8295 | 196 |  | kWh | 0.04 | 0 | Commercial |  | Annual | [5 empty] | 10 | 1 |  |  |  | 1 | 0 | 0 | 4.69 | 0 | 0 | 0 | 0 | 0 | 0 | 0 | 0 | 2006 Qtr 1: 0; 2006 Qtr 2: 0; 2006 Qtr 3: 0; 2006 Qtr 4: 0; 2007 Qtr 1: 0; 2007 Qtr 2: 0; 2007 Qtr 3: 0; 2007 Qtr 4: 0; 2008 Qtr 1: 0; 2008 Qtr 2: 0; 2008 Qtr 3: 0; 2008 Qtr 4: 4.69 | 4.69
0 | 267044-Commercial Condensor Coil Cleaning (all units - savings at 50% of DEER) Com All CZ07 VintAll | 0 | System | Commercial | 01-ALC-AllCommercial-Cooling | 0 |  |  |  |  | 10 | 10.7143 | 0 | 0 | 0 | -0.71429 | 60 |  | kWh | 0.047 | 0 | Commercial |  | Annual | [5 empty] | 3 | 1 |  |  |  | 1 | 0 | 0 | 7 | 0 | 0 | 0 | 0 | 0 | 0 | 0 | 0 | 2006 Qtr 1: 0; 2006 Qtr 2: 0; 2006 Qtr 3: 0; 2006 Qtr 4: 0; 2007 Qtr 1: 0; 2007 Qtr 2: 0; 2007 Qtr 3: 0; 2007 Qtr 4: 0; 2008 Qtr 1: 0; 2008 Qtr 2: 0; 2008 Qtr 3: 0; 2008 Qtr 4: 7 | 7
0 | 267029-Commercial HVAC Diagnostic/Tune-up Com All CZ07 VintAll | 0 | System | Commercial | 01-ALC-AllCommercial-Cooling | 0 |  |  |  |  | 67.6133 | 72.4428 | 0 | 0 | 0 | -4.8295 | 196 |  | kWh | 0.04 | 0 | Commercial |  | Annual | [5 empty] | 10 | 1 |  |  |  | 1 | 0 | 0 | 4.69 | 0 | 0 | 0 | 0 | 0 | 0 | 0 | 0 | 2006 Qtr 1: 0; 2006 Qtr 2: 0; 2006 Qtr 3: 0; 2006 Qtr 4: 0; 2007 Qtr 1: 0; 2007 Qtr 2: 0; 2007 Qtr 3: 0; 2007 Qtr 4: 0; 2008 Qtr 1: 0; 2008 Qtr 2: 0; 2008 Qtr 3: 0; 2008 Qtr 4: 4.69 | 4.69
0 | 267044-Commercial Condensor Coil Cleaning (all units - savings at 50% of DEER) Com All CZ07 VintAll | 0 | System | Commercial | 01-ALC-AllCommercial-Cooling | 0 |  |  |  |  | 10 | 10.7143 | 0 | 0 | 0 | -0.71429 | 60 |  | kWh | 0.047 | 0 | Commercial |  | Annual | [5 empty] | 3 | 1 |  |  |  | 1 | 0 | 0 | 7 | 0 | 0 | 0 | 0 | 0 | 0 | 0 | 0 | 2006 Qtr 1: 0; 2006 Qtr 2: 0; 2006 Qtr 3: 0; 2006 Qtr 4: 0; 2007 Qtr 1: 0; 2007 Qtr 2: 0; 2007 Qtr 3: 0; 2007 Qtr 4: 0; 2008 Qtr 1: 0; 2008 Qtr 2: 0; 2008 Qtr 3: 0; 2008 Qtr 4: 7 | 7
0 | 267029-Commercial HVAC Diagnostic/Tune-up Com All CZ07 VintAll | 0 | System | Commercial | 01-ALC-AllCommercial-Cooling | 0 |  |  |  |  | 67.6133 | 67.6133 | 0 | 0 | 0 | 0 | 196 |  | kWh | 0.04 | 0 | Commercial |  | Annual | [5 empty] | 10 | 1 |  |  |  | 1 | 0 | 0 | 2.68 | 0 | 0 | 0 | 0 | 0 | 0 | 0 | 0 | 2006 Qtr 1: 0; 2006 Qtr 2: 0; 2006 Qtr 3: 0; 2006 Qtr 4: 0; 2007 Qtr 1: 0; 2007 Qtr 2: 0; 2007 Qtr 3: 0; 2007 Qtr 4: 0; 2008 Qtr 1: 0; 2008 Qtr 2: 0; 2008 Qtr 3: 0; 2008 Qtr 4: 2.68 | 2.68
0 | 267044-Commercial Condensor Coil Cleaning (all units - savings at 50% of DEER) Com All CZ07 VintAll | 0 | System | Commercial | 01-ALC-AllCommercial-Cooling | 0 |  |  |  |  | 10 | 10 | 0 | 0 | 0 | 0 | 60 |  | kWh | 0.047 | 0 | Commercial |  | Annual | [5 empty] | 3 | 1 |  |  |  | 1 | 0 | 0 | 4 | 0 | 0 | 0 | 0 | 0 | 0 | 0 | 0 | 2006 Qtr 1: 0; 2006 Qtr 2: 0; 2006 Qtr 3: 0; 2006 Qtr 4: 0; 2007 Qtr 1: 0; 2007 Qtr 2: 0; 2007 Qtr 3: 0; 2007 Qtr 4: 0; 2008 Qtr 1: 0; 2008 Qtr 2: 0; 2008 Qtr 3: 0; 2008 Qtr 4: 4 | 4
0 | 267029-Commercial HVAC Diagnostic/Tune-up Com All CZ07 VintAll | 0 | System | Commercial | 01-ALC-AllCommercial-Cooling | 0 |  |  |  |  | 67.6133 | 67.6133 | 0 | 0 | 0 | 0 | 196 |  | kWh | 0.04 | 0 | Commercial |  | Annual | [5 empty] | 10 | 1 |  |  |  | 1 | 0 | 0 | 6.7 | 0 | 0 | 0 | 0 | 0 | 0 | 0 | 0 | 2006 Qtr 1: 0; 2006 Qtr 2: 0; 2006 Qtr 3: 0; 2006 Qtr 4: 0; 2007 Qtr 1: 0; 2007 Qtr 2: 0; 2007 Qtr 3: 0; 2007 Qtr 4: 0; 2008 Qtr 1: 0; 2008 Qtr 2: 0; 2008 Qtr 3: 0; 2008 Qtr 4: 6.7 | 6.7
0 | 267044-Commercial Condensor Coil Cleaning (all units - savings at 50% of DEER) Com All CZ07 VintAll | 0 | System | Commercial | 01-ALC-AllCommercial-Cooling | 0 |  |  |  |  | 10 | 10 | 0 | 0 | 0 | 0 | 60 |  | kWh | 0.047 | 0 | Commercial |  | Annual | [5 empty] | 3 | 1 |  |  |  | 1 | 0 | 0 | 10 | 0 | 0 | 0 | 0 | 0 | 0 | 0 | 0 | 2006 Qtr 1: 0; 2006 Qtr 2: 0; 2006 Qtr 3: 0; 2006 Qtr 4: 0; 2007 Qtr 1: 0; 2007 Qtr 2: 0; 2007 Qtr 3: 0; 2007 Qtr 4: 0; 2008 Qtr 1: 0; 2008 Qtr 2: 0; 2008 Qtr 3: 0; 2008 Qtr 4: 10 | 10
0 | 267029-Commercial HVAC Diagnostic/Tune-up Com All CZ07 VintAll | 0 | 7 | Commercial | 01-ALC-AllCommercial-Cooling | 0 |  |  |  |  | 67.6133 | 67.6133 | 0 | 0 | 0 | 0 | 35.68 |  | kWh | 0.04 | 0 | Commercial |  | Annual | [5 empty] | 10 | 1 |  |  |  | 1 | 0 | 0 | 2.68 | 0 | 0 | 0 | 0 | 0 | 0 | 0 | 0 | 2006 Qtr 1: 0; 2006 Qtr 2: 0; 2006 Qtr 3: 0; 2006 Qtr 4: 0; 2007 Qtr 1: 0; 2007 Qtr 2: 0; 2007 Qtr 3: 0; 2007 Qtr 4: 0; 2008 Qtr 1: 0; 2008 Qtr 2: 0; 2008 Qtr 3: 0; 2008 Qtr 4: 2.68 | 2.68
0 | 267044-Commercial Condensor Coil Cleaning (all units - savings at 50% of DEER) Com All CZ07 VintAll | 0 | 7 | Commercial | 01-ALC-AllCommercial-Cooling | 0 |  |  |  |  | 10 | 10 | 0 | 0 | 0 | 0 | 60 |  | kWh | 0.047 | 0 | Commercial |  | Annual | [5 empty] | 3 | 1 |  |  |  | 1 | 0 | 0 | 4 | 0 | 0 | 0 | 0 | 0 | 0 | 0 | 0 | 2006 Qtr 1: 0; 2006 Qtr 2: 0; 2006 Qtr 3: 0; 2006 Qtr 4: 0; 2007 Qtr 1: 0; 2007 Qtr 2: 0; 2007 Qtr 3: 0; 2007 Qtr 4: 0; 2008 Qtr 1: 0; 2008 Qtr 2: 0; 2008 Qtr 3: 0; 2008 Qtr 4: 4 | 4
0 | 267029-Commercial HVAC Diagnostic/Tune-up Com All CZ07 VintAll | 0 | 7 | Commercial | 01-ALC-AllCommercial-Cooling | 0 |  |  |  |  | 67.6133 | 67.6133 | 0 | 0 | 0 | 0 | 35.68 |  | kWh | 0.04 | 0 | Commercial |  | Annual | [5 empty] | 10 | 1 |  |  |  | 1 | 0 | 0 | 2.68 | 0 | 0 | 0 | 0 | 0 | 0 | 0 | 0 | 2006 Qtr 1: 0; 2006 Qtr 2: 0; 2006 Qtr 3: 0; 2006 Qtr 4: 0; 2007 Qtr 1: 0; 2007 Qtr 2: 0; 2007 Qtr 3: 0; 2007 Qtr 4: 0; 2008 Qtr 1: 0; 2008 Qtr 2: 0; 2008 Qtr 3: 0; 2008 Qtr 4: 2.68 | 2.68
0 | 267044-Commercial Condensor Coil Cleaning (all units - savings at 50% of DEER) Com All CZ07 VintAll | 0 | 7 | Commercial | 01-ALC-AllCommercial-Cooling | 0 |  |  |  |  | 10 | 10 | 0 | 0 | 0 | 0 | 60 |  | kWh | 0.047 | 0 | Commercial |  | Annual | [5 empty] | 3 | 1 |  |  |  | 1 | 0 | 0 | 4 | 0 | 0 | 0 | 0 | 0 | 0 | 0 | 0 | 2006 Qtr 1: 0; 2006 Qtr 2: 0; 2006 Qtr 3: 0; 2006 Qtr 4: 0; 2007 Qtr 1: 0; 2007 Qtr 2: 0; 2007 Qtr 3: 0; 2007 Qtr 4: 0; 2008 Qtr 1: 0; 2008 Qtr 2: 0; 2008 Qtr 3: 0; 2008 Qtr 4: 4 | 4
0 | 267029-Commercial HVAC Diagnostic/Tune-up Com All CZ07 VintAll | 0 | 7 | Commercial | 01-ALC-AllCommercial-Cooling | 0 |  |  |  |  | 67.6133 | 67.6133 | 0 | 0 | 0 | 0 | 35.68 |  | kWh | 0.04 | 0 | Commercial |  | Annual | [5 empty] | 10 | 1 |  |  |  | 1 | 0 | 0 | 2.68 | 0 | 0 | 0 | 0 | 0 | 0 | 0 | 0 | 2006 Qtr 1: 0; 2006 Qtr 2: 0; 2006 Qtr 3: 0; 2006 Qtr 4: 0; 2007 Qtr 1: 0; 2007 Qtr 2: 0; 2007 Qtr 3: 0; 2007 Qtr 4: 0; 2008 Qtr 1: 0; 2008 Qtr 2: 0; 2008 Qtr 3: 0; 2008 Qtr 4: 2.68 | 2.68
0 | 267044-Commercial Condensor Coil Cleaning (all units - savings at 50% of DEER) Com All CZ07 VintAll | 0 | 7 | Commercial | 01-ALC-AllCommercial-Cooling | 0 |  |  |  |  | 10 | 10 | 0 | 0 | 0 | 0 | 60 |  | kWh | 0.047 | 0 | Commercial |  | Annual | [5 empty] | 3 | 1 |  |  |  | 1 | 0 | 0 | 4 | 0 | 0 | 0 | 0 | 0 | 0 | 0 | 0 | 2006 Qtr 1: 0; 2006 Qtr 2: 0; 2006 Qtr 3: 0; 2006 Qtr 4: 0; 2007 Qtr 1: 0; 2007 Qtr 2: 0; 2007 Qtr 3: 0; 2007 Qtr 4: 0; 2008 Qtr 1: 0; 2008 Qtr 2: 0; 2008 Qtr 3: 0; 2008 Qtr 4: 4 | 4
0 | 267029-Commercial HVAC Diagnostic/Tune-up Com All CZ07 VintAll | 0 | 7 | Commercial | 01-ALC-AllCommercial-Cooling | 0 |  |  |  |  | 67.6133 | 67.6133 | 0 | 0 | 0 | 0 | 35.68 |  | kWh | 0.04 | 0 | Commercial |  | Annual | [5 empty] | 10 | 1 |  |  |  | 1 | 0 | 0 | 2.68 | 0 | 0 | 0 | 0 | 0 | 0 | 0 | 0 | 2006 Qtr 1: 0; 2006 Qtr 2: 0; 2006 Qtr 3: 0; 2006 Qtr 4: 0; 2007 Qtr 1: 0; 2007 Qtr 2: 0; 2007 Qtr 3: 0; 2007 Qtr 4: 0; 2008 Qtr 1: 0; 2008 Qtr 2: 0; 2008 Qtr 3: 0; 2008 Qtr 4: 2.68 | 2.68
0 | 267044-Commercial Condensor Coil Cleaning (all units - savings at 50% of DEER) Com All CZ07 VintAll | 0 | 7 | Commercial | 01-ALC-AllCommercial-Cooling | 0 |  |  |  |  | 10 | 10 | 0 | 0 | 0 | 0 | 60 |  | kWh | 0.047 | 0 | Commercial |  | Annual | [5 empty] | 3 | 1 |  |  |  | 1 | 0 | 0 | 4 | 0 | 0 | 0 | 0 | 0 | 0 | 0 | 0 | 2006 Qtr 1: 0; 2006 Qtr 2: 0; 2006 Qtr 3: 0; 2006 Qtr 4: 0; 2007 Qtr 1: 0; 2007 Qtr 2: 0; 2007 Qtr 3: 0; 2007 Qtr 4: 0; 2008 Qtr 1: 0; 2008 Qtr 2: 0; 2008 Qtr 3: 0; 2008 Qtr 4: 4 | 4
0 | 267029-Commercial HVAC Diagnostic/Tune-up Com All CZ07 VintAll | 0 | 7 | Commercial | 01-ALC-AllCommercial-Cooling | 0 |  |  |  |  | 67.6133 | 67.6133 | 0 | 0 | 0 | 0 | 35.68 |  | kWh | 0.04 | 0 | Commercial |  | Annual | [5 empty] | 10 | 1 |  |  |  | 1 | 0 | 0 | 2.68 | 0 | 0 | 0 | 0 | 0 | 0 | 0 | 0 | 2006 Qtr 1: 0; 2006 Qtr 2: 0; 2006 Qtr 3: 0; 2006 Qtr 4: 0; 2007 Qtr 1: 0; 2007 Qtr 2: 0; 2007 Qtr 3: 0; 2007 Qtr 4: 0; 2008 Qtr 1: 0; 2008 Qtr 2: 0; 2008 Qtr 3: 0; 2008 Qtr 4: 2.68 | 2.68
0 | 267044-Commercial Condensor Coil Cleaning (all units - savings at 50% of DEER) Com All CZ07 VintAll | 0 | 7 | Commercial | 01-ALC-AllCommercial-Cooling | 0 |  |  |  |  | 10 | 10 | 0 | 0 | 0 | 0 | 60 |  | kWh | 0.047 | 0 | Commercial |  | Annual | [5 empty] | 3 | 1 |  |  |  | 1 | 0 | 0 | 4 | 0 | 0 | 0 | 0 | 0 | 0 | 0 | 0 | 2006 Qtr 1: 0; 2006 Qtr 2: 0; 2006 Qtr 3: 0; 2006 Qtr 4: 0; 2007 Qtr 1: 0; 2007 Qtr 2: 0; 2007 Qtr 3: 0; 2007 Qtr 4: 0; 2008 Qtr 1: 0; 2008 Qtr 2: 0; 2008 Qtr 3: 0; 2008 Qtr 4: 4 | 4
0 | 267029-Commercial HVAC Diagnostic/Tune-up Com All CZ07 VintAll | 0 | 7 | Commercial | 01-ALC-AllCommercial-Cooling | 0 |  |  |  |  | 67.6133 | 67.6133 | 0 | 0 | 0 | 0 | 35.68 |  | kWh | 0.04 | 0 | Commercial |  | Annual | [5 empty] | 10 | 1 |  |  |  | 1 | 0 | 0 | 2.68 | 0 | 0 | 0 | 0 | 0 | 0 | 0 | 0 | 2006 Qtr 1: 0; 2006 Qtr 2: 0; 2006 Qtr 3: 0; 2006 Qtr 4: 0; 2007 Qtr 1: 0; 2007 Qtr 2: 0; 2007 Qtr 3: 0; 2007 Qtr 4: 0; 2008 Qtr 1: 0; 2008 Qtr 2: 0; 2008 Qtr 3: 0; 2008 Qtr 4: 2.68 | 2.68
0 | 267044-Commercial Condensor Coil Cleaning (all units - savings at 50% of DEER) Com All CZ07 VintAll | 0 | 7 | Commercial | 01-ALC-AllCommercial-Cooling | 0 |  |  |  |  | 10 | 10 | 0 | 0 | 0 | 0 | 60 |  | kWh | 0.047 | 0 | Commercial |  | Annual | [5 empty] | 3 | 1 |  |  |  | 1 | 0 | 0 | 4 | 0 | 0 | 0 | 0 | 0 | 0 | 0 | 0 | 2006 Qtr 1: 0; 2006 Qtr 2: 0; 2006 Qtr 3: 0; 2006 Qtr 4: 0; 2007 Qtr 1: 0; 2007 Qtr 2: 0; 2007 Qtr 3: 0; 2007 Qtr 4: 0; 2008 Qtr 1: 0; 2008 Qtr 2: 0; 2008 Qtr 3: 0; 2008 Qtr 4: 4 | 4
0 | 267029-Commercial HVAC Diagnostic/Tune-up Com All CZ07 VintAll | 0 | 7 | Commercial | 01-ALC-AllCommercial-Cooling | 0 |  |  |  |  | 67.6133 | 67.6133 | 0 | 0 | 0 | 0 | 35.68 |  | kWh | 0.04 | 0 | Commercial |  | Annual | [5 empty] | 10 | 1 |  |  |  | 1 | 0 | 0 | 2.68 | 0 | 0 | 0 | 0 | 0 | 0 | 0 | 0 | 2006 Qtr 1: 0; 2006 Qtr 2: 0; 2006 Qtr 3: 0; 2006 Qtr 4: 0; 2007 Qtr 1: 0; 2007 Qtr 2: 0; 2007 Qtr 3: 0; 2007 Qtr 4: 0; 2008 Qtr 1: 0; 2008 Qtr 2: 0; 2008 Qtr 3: 0; 2008 Qtr 4: 2.68 | 2.68
0 | 267044-Commercial Condensor Coil Cleaning (all units - savings at 50% of DEER) Com All CZ07 VintAll | 0 | 7 | Commercial | 01-ALC-AllCommercial-Cooling | 0 |  |  |  |  | 10 | 10 | 0 | 0 | 0 | 0 | 60 |  | kWh | 0.047 | 0 | Commercial |  | Annual | [5 empty] | 3 | 1 |  |  |  | 1 | 0 | 0 | 4 | 0 | 0 | 0 | 0 | 0 | 0 | 0 | 0 | 2006 Qtr 1: 0; 2006 Qtr 2: 0; 2006 Qtr 3: 0; 2006 Qtr 4: 0; 2007 Qtr 1: 0; 2007 Qtr 2: 0; 2007 Qtr 3: 0; 2007 Qtr 4: 0; 2008 Qtr 1: 0; 2008 Qtr 2: 0; 2008 Qtr 3: 0; 2008 Qtr 4: 4 | 4
0 | 267029-Commercial HVAC Diagnostic/Tune-up Com All CZ07 VintAll | 0 | 7 | Commercial | 01-ALC-AllCommercial-Cooling | 0 |  |  |  |  | 67.6133 | 67.6133 | 0 | 0 | 0 | 0 | 35.68 |  | kWh | 0.04 | 0 | Commercial |  | Annual | [5 empty] | 10 | 1 |  |  |  | 1 | 0 | 0 | 2.68 | 0 | 0 | 0 | 0 | 0 | 0 | 0 | 0 | 2006 Qtr 1: 0; 2006 Qtr 2: 0; 2006 Qtr 3: 0; 2006 Qtr 4: 0; 2007 Qtr 1: 0; 2007 Qtr 2: 0; 2007 Qtr 3: 0; 2007 Qtr 4: 0; 2008 Qtr 1: 0; 2008 Qtr 2: 0; 2008 Qtr 3: 0; 2008 Qtr 4: 2.68 | 2.68
0 | 267044-Commercial Condensor Coil Cleaning (all units - savings at 50% of DEER) Com All CZ07 VintAll | 0 | 7 | Commercial | 01-ALC-AllCommercial-Cooling | 0 |  |  |  |  | 10 | 10 | 0 | 0 | 0 | 0 | 60 |  | kWh | 0.047 | 0 | Commercial |  | Annual | [5 empty] | 3 | 1 |  |  |  | 1 | 0 | 0 | 4 | 0 | 0 | 0 | 0 | 0 | 0 | 0 | 0 | 2006 Qtr 1: 0; 2006 Qtr 2: 0; 2006 Qtr 3: 0; 2006 Qtr 4: 0; 2007 Qtr 1: 0; 2007 Qtr 2: 0; 2007 Qtr 3: 0; 2007 Qtr 4: 0; 2008 Qtr 1: 0; 2008 Qtr 2: 0; 2008 Qtr 3: 0; 2008 Qtr 4: 4 | 4
0 | 267029-Commercial HVAC Diagnostic/Tune-up Com All CZ07 VintAll | 0 | 7 | Commercial | 01-ALC-AllCommercial-Cooling | 0 |  |  |  |  | 67.6133 | 67.6133 | 0 | 0 | 0 | 0 | 35.68 |  | kWh | 0.04 | 0 | Commercial |  | Annual | [5 empty] | 10 | 1 |  |  |  | 1 | 0 | 0 | 2.68 | 0 | 0 | 0 | 0 | 0 | 0 | 0 | 0 | 2006 Qtr 1: 0; 2006 Qtr 2: 0; 2006 Qtr 3: 0; 2006 Qtr 4: 0; 2007 Qtr 1: 0; 2007 Qtr 2: 0; 2007 Qtr 3: 0; 2007 Qtr 4: 0; 2008 Qtr 1: 0; 2008 Qtr 2: 0; 2008 Qtr 3: 0; 2008 Qtr 4: 2.68 | 2.68
0 | 267044-Commercial Condensor Coil Cleaning (all units - savings at 50% of DEER) Com All CZ07 VintAll | 0 | 7 | Commercial | 01-ALC-AllCommercial-Cooling | 0 |  |  |  |  | 10 | 10 | 0 | 0 | 0 | 0 | 60 |  | kWh | 0.047 | 0 | Commercial |  | Annual | [5 empty] | 3 | 1 |  |  |  | 1 | 0 | 0 | 4 | 0 | 0 | 0 | 0 | 0 | 0 | 0 | 0 | 2006 Qtr 1: 0; 2006 Qtr 2: 0; 2006 Qtr 3: 0; 2006 Qtr 4: 0; 2007 Qtr 1: 0; 2007 Qtr 2: 0; 2007 Qtr 3: 0; 2007 Qtr 4: 0; 2008 Qtr 1: 0; 2008 Qtr 2: 0; 2008 Qtr 3: 0; 2008 Qtr 4: 4 | 4
0 | 267029-Commercial HVAC Diagnostic/Tune-up Com All CZ07 VintAll | 0 | 7 | Commercial | 01-ALC-AllCommercial-Cooling | 0 |  |  |  |  | 67.6133 | 67.6133 | 0 | 0 | 0 | 0 | 35.68 |  | kWh | 0.04 | 0 | Commercial |  | Annual | [5 empty] | 10 | 1 |  |  |  | 1 | 0 | 0 | 2.68 | 0 | 0 | 0 | 0 | 0 | 0 | 0 | 0 | 2006 Qtr 1: 0; 2006 Qtr 2: 0; 2006 Qtr 3: 0; 2006 Qtr 4: 0; 2007 Qtr 1: 0; 2007 Qtr 2: 0; 2007 Qtr 3: 0; 2007 Qtr 4: 0; 2008 Qtr 1: 0; 2008 Qtr 2: 0; 2008 Qtr 3: 0; 2008 Qtr 4: 2.68 | 2.68
0 | 267044-Commercial Condensor Coil Cleaning (all units - savings at 50% of DEER) Com All CZ07 VintAll | 0 | 7 | Commercial | 01-ALC-AllCommercial-Cooling | 0 |  |  |  |  | 10 | 10 | 0 | 0 | 0 | 0 | 60 |  | kWh | 0.047 | 0 | Commercial |  | Annual | [5 empty] | 3 | 1 |  |  |  | 1 | 0 | 0 | 4 | 0 | 0 | 0 | 0 | 0 | 0 | 0 | 0 | 2006 Qtr 1: 0; 2006 Qtr 2: 0; 2006 Qtr 3: 0; 2006 Qtr 4: 0; 2007 Qtr 1: 0; 2007 Qtr 2: 0; 2007 Qtr 3: 0; 2007 Qtr 4: 0; 2008 Qtr 1: 0; 2008 Qtr 2: 0; 2008 Qtr 3: 0; 2008 Qtr 4: 4 | 4
0 | 267029-Commercial HVAC Diagnostic/Tune-up Com All CZ07 VintAll | 0 | 7 | Commercial | 01-ALC-AllCommercial-Cooling | 0 |  |  |  |  | 67.6133 | 67.6133 | 0 | 0 | 0 | 0 | 35.68 |  | kWh | 0.04 | 0 | Commercial |  | Annual | [5 empty] | 10 | 1 |  |  |  | 1 | 0 | 0 | 2.68 | 0 | 0 | 0 | 0 | 0 | 0 | 0 | 0 | 2006 Qtr 1: 0; 2006 Qtr 2: 0; 2006 Qtr 3: 0; 2006 Qtr 4: 0; 2007 Qtr 1: 0; 2007 Qtr 2: 0; 2007 Qtr 3: 0; 2007 Qtr 4: 0; 2008 Qtr 1: 0; 2008 Qtr 2: 0; 2008 Qtr 3: 0; 2008 Qtr 4: 2.68 | 2.68
0 | 267044-Commercial Condensor Coil Cleaning (all units - savings at 50% of DEER) Com All CZ07 VintAll | 0 | 7 | Commercial | 01-ALC-AllCommercial-Cooling | 0 |  |  |  |  | 10 | 10 | 0 | 0 | 0 | 0 | 60 |  | kWh | 0.047 | 0 | Commercial |  | Annual | [5 empty] | 3 | 1 |  |  |  | 1 | 0 | 0 | 4 | 0 | 0 | 0 | 0 | 0 | 0 | 0 | 0 | 2006 Qtr 1: 0; 2006 Qtr 2: 0; 2006 Qtr 3: 0; 2006 Qtr 4: 0; 2007 Qtr 1: 0; 2007 Qtr 2: 0; 2007 Qtr 3: 0; 2007 Qtr 4: 0; 2008 Qtr 1: 0; 2008 Qtr 2: 0; 2008 Qtr 3: 0; 2008 Qtr 4: 4 | 4
0 | 267029-Commercial HVAC Diagnostic/Tune-up Com All CZ07 VintAll | 0 | 7 | Commercial | 01-ALC-AllCommercial-Cooling | 0 |  |  |  |  | 67.6133 | 67.6133 | 0 | 0 | 0 | 0 | 35.68 |  | kWh | 0.04 | 0 | Commercial |  | Annual | [5 empty] | 10 | 1 |  |  |  | 1 | 0 | 0 | 2.68 | 0 | 0 | 0 | 0 | 0 | 0 | 0 | 0 | 2006 Qtr 1: 0; 2006 Qtr 2: 0; 2006 Qtr 3: 0; 2006 Qtr 4: 0; 2007 Qtr 1: 0; 2007 Qtr 2: 0; 2007 Qtr 3: 0; 2007 Qtr 4: 0; 2008 Qtr 1: 0; 2008 Qtr 2: 0; 2008 Qtr 3: 0; 2008 Qtr 4: 2.68 | 2.68
0 | 267044-Commercial Condensor Coil Cleaning (all units - savings at 50% of DEER) Com All CZ07 VintAll | 0 | 7 | Commercial | 01-ALC-AllCommercial-Cooling | 0 |  |  |  |  | 10 | 10 | 0 | 0 | 0 | 0 | 60 |  | kWh | 0.047 | 0 | Commercial |  | Annual | [5 empty] | 3 | 1 |  |  |  | 1 | 0 | 0 | 4 | 0 | 0 | 0 | 0 | 0 | 0 | 0 | 0 | 2006 Qtr 1: 0; 2006 Qtr 2: 0; 2006 Qtr 3: 0; 2006 Qtr 4: 0; 2007 Qtr 1: 0; 2007 Qtr 2: 0; 2007 Qtr 3: 0; 2007 Qtr 4: 0; 2008 Qtr 1: 0; 2008 Qtr 2: 0; 2008 Qtr 3: 0; 2008 Qtr 4: 4 | 4
0 | 267029-Commercial HVAC Diagnostic/Tune-up Com All CZ07 VintAll | 0 | 7 | Commercial | 01-ALC-AllCommercial-Cooling | 0 |  |  |  |  | 67.6133 | 67.6133 | 0 | 0 | 0 | 0 | 35.68 |  | kWh | 0.04 | 0 | Commercial |  | Annual | [5 empty] | 10 | 1 |  |  |  | 1 | 0 | 0 | 2.68 | 0 | 0 | 0 | 0 | 0 | 0 | 0 | 0 | 2006 Qtr 1: 0; 2006 Qtr 2: 0; 2006 Qtr 3: 0; 2006 Qtr 4: 0; 2007 Qtr 1: 0; 2007 Qtr 2: 0; 2007 Qtr 3: 0; 2007 Qtr 4: 0; 2008 Qtr 1: 0; 2008 Qtr 2: 0; 2008 Qtr 3: 0; 2008 Qtr 4: 2.68 | 2.68
0 | 267044-Commercial Condensor Coil Cleaning (all units - savings at 50% of DEER) Com All CZ07 VintAll | 0 | 7 | Commercial | 01-ALC-AllCommercial-Cooling | 0 |  |  |  |  | 10 | 10 | 0 | 0 | 0 | 0 | 60 |  | kWh | 0.047 | 0 | Commercial |  | Annual | [5 empty] | 3 | 1 |  |  |  | 1 | 0 | 0 | 4 | 0 | 0 | 0 | 0 | 0 | 0 | 0 | 0 | 2006 Qtr 1: 0; 2006 Qtr 2: 0; 2006 Qtr 3: 0; 2006 Qtr 4: 0; 2007 Qtr 1: 0; 2007 Qtr 2: 0; 2007 Qtr 3: 0; 2007 Qtr 4: 0; 2008 Qtr 1: 0; 2008 Qtr 2: 0; 2008 Qtr 3: 0; 2008 Qtr 4: 4 | 4
0 | 267029-Commercial HVAC Diagnostic/Tune-up Com All CZ07 VintAll | 0 | 7 | Commercial | 01-ALC-AllCommercial-Cooling | 0 |  |  |  |  | 67.6133 | 67.6133 | 0 | 0 | 0 | 0 | 35.68 |  | kWh | 0.04 | 0 | Commercial |  | Annual | [5 empty] | 10 | 1 |  |  |  | 1 | 0 | 0 | 2.68 | 0 | 0 | 0 | 0 | 0 | 0 | 0 | 0 | 2006 Qtr 1: 0; 2006 Qtr 2: 0; 2006 Qtr 3: 0; 2006 Qtr 4: 0; 2007 Qtr 1: 0; 2007 Qtr 2: 0; 2007 Qtr 3: 0; 2007 Qtr 4: 0; 2008 Qtr 1: 0; 2008 Qtr 2: 0; 2008 Qtr 3: 0; 2008 Qtr 4: 2.68 | 2.68
0 | 267044-Commercial Condensor Coil Cleaning (all units - savings at 50% of DEER) Com All CZ07 VintAll | 0 | 7 | Commercial | 01-ALC-AllCommercial-Cooling | 0 |  |  |  |  | 10 | 10 | 0 | 0 | 0 | 0 | 60 |  | kWh | 0.047 | 0 | Commercial |  | Annual | [5 empty] | 3 | 1 |  |  |  | 1 | 0 | 0 | 4 | 0 | 0 | 0 | 0 | 0 | 0 | 0 | 0 | 2006 Qtr 1: 0; 2006 Qtr 2: 0; 2006 Qtr 3: 0; 2006 Qtr 4: 0; 2007 Qtr 1: 0; 2007 Qtr 2: 0; 2007 Qtr 3: 0; 2007 Qtr 4: 0; 2008 Qtr 1: 0; 2008 Qtr 2: 0; 2008 Qtr 3: 0; 2008 Qtr 4: 4 | 4
0 | 267029-Commercial HVAC Diagnostic/Tune-up Com All CZ07 VintAll | 0 | 7 | Commercial | 01-ALC-AllCommercial-Cooling | 0 |  |  |  |  | 67.6133 | 67.6133 | 0 | 0 | 0 | 0 | 35.68 |  | kWh | 0.04 | 0 | Commercial |  | Annual | [5 empty] | 10 | 1 |  |  |  | 1 | 0 | 0 | 2.68 | 0 | 0 | 0 | 0 | 0 | 0 | 0 | 0 | 2006 Qtr 1: 0; 2006 Qtr 2: 0; 2006 Qtr 3: 0; 2006 Qtr 4: 0; 2007 Qtr 1: 0; 2007 Qtr 2: 0; 2007 Qtr 3: 0; 2007 Qtr 4: 0; 2008 Qtr 1: 0; 2008 Qtr 2: 0; 2008 Qtr 3: 0; 2008 Qtr 4: 2.68 | 2.68
0 | 267044-Commercial Condensor Coil Cleaning (all units - savings at 50% of DEER) Com All CZ07 VintAll | 0 | 7 | Commercial | 01-ALC-AllCommercial-Cooling | 0 |  |  |  |  | 10 | 10 | 0 | 0 | 0 | 0 | 60 |  | kWh | 0.047 | 0 | Commercial |  | Annual | [5 empty] | 3 | 1 |  |  |  | 1 | 0 | 0 | 4 | 0 | 0 | 0 | 0 | 0 | 0 | 0 | 0 | 2006 Qtr 1: 0; 2006 Qtr 2: 0; 2006 Qtr 3: 0; 2006 Qtr 4: 0; 2007 Qtr 1: 0; 2007 Qtr 2: 0; 2007 Qtr 3: 0; 2007 Qtr 4: 0; 2008 Qtr 1: 0; 2008 Qtr 2: 0; 2008 Qtr 3: 0; 2008 Qtr 4: 4 | 4
0 | 267029-Commercial HVAC Diagnostic/Tune-up Com All CZ07 VintAll | 0 | 7 | Commercial | 01-ALC-AllCommercial-Cooling | 0 |  |  |  |  | 67.6133 | 67.6133 | 0 | 0 | 0 | 0 | 35.68 |  | kWh | 0.04 | 0 | Commercial |  | Annual | [5 empty] | 10 | 1 |  |  |  | 1 | 0 | 0 | 2.68 | 0 | 0 | 0 | 0 | 0 | 0 | 0 | 0 | 2006 Qtr 1: 0; 2006 Qtr 2: 0; 2006 Qtr 3: 0; 2006 Qtr 4: 0; 2007 Qtr 1: 0; 2007 Qtr 2: 0; 2007 Qtr 3: 0; 2007 Qtr 4: 0; 2008 Qtr 1: 0; 2008 Qtr 2: 0; 2008 Qtr 3: 0; 2008 Qtr 4: 2.68 | 2.68
0 | 267044-Commercial Condensor Coil Cleaning (all units - savings at 50% of DEER) Com All CZ07 VintAll | 0 | 7 | Commercial | 01-ALC-AllCommercial-Cooling | 0 |  |  |  |  | 10 | 10 | 0 | 0 | 0 | 0 | 60 |  | kWh | 0.047 | 0 | Commercial |  | Annual | [5 empty] | 3 | 1 |  |  |  | 1 | 0 | 0 | 4 | 0 | 0 | 0 | 0 | 0 | 0 | 0 | 0 | 2006 Qtr 1: 0; 2006 Qtr 2: 0; 2006 Qtr 3: 0; 2006 Qtr 4: 0; 2007 Qtr 1: 0; 2007 Qtr 2: 0; 2007 Qtr 3: 0; 2007 Qtr 4: 0; 2008 Qtr 1: 0; 2008 Qtr 2: 0; 2008 Qtr 3: 0; 2008 Qtr 4: 4 | 4
0 | 267030-Commercial HVAC Diagnostic/Tune-up Com All CZ10 VintAll | 0 | 7 | Commercial | 01-ALC-AllCommercial-Cooling | 0 |  |  |  |  | 67.6133 | 67.6133 | 0 | 0 | 0 | 0 | 35.68 |  | kWh | 0.04 | 0 | Commercial |  | Annual | [5 empty] | 10 | 1 |  |  |  | 1 | 0 | 0 | 2.68 | 0 | 0 | 0 | 0 | 0 | 0 | 0 | 0 | 2006 Qtr 1: 0; 2006 Qtr 2: 0; 2006 Qtr 3: 0; 2006 Qtr 4: 0; 2007 Qtr 1: 0; 2007 Qtr 2: 0; 2007 Qtr 3: 0; 2007 Qtr 4: 0; 2008 Qtr 1: 0; 2008 Qtr 2: 0; 2008 Qtr 3: 0; 2008 Qtr 4: 2.68 | 2.68
0 | 267045-Commercial Condensor Coil Cleaning (all units - savings at 50% of DEER) Com All CZ10 VintAll | 0 | 7 | Commercial | 01-ALC-AllCommercial-Cooling | 0 |  |  |  |  | 10 | 10 | 0 | 0 | 0 | 0 | 74 |  | kWh | 0.0665 | 0 | Commercial |  | Annual | [5 empty] | 3 | 1 |  |  |  | 1 | 0 | 0 | 4 | 0 | 0 | 0 | 0 | 0 | 0 | 0 | 0 | 2006 Qtr 1: 0; 2006 Qtr 2: 0; 2006 Qtr 3: 0; 2006 Qtr 4: 0; 2007 Qtr 1: 0; 2007 Qtr 2: 0; 2007 Qtr 3: 0; 2007 Qtr 4: 0; 2008 Qtr 1: 0; 2008 Qtr 2: 0; 2008 Qtr 3: 0; 2008 Qtr 4: 4 | 4
0 | 267030-Commercial HVAC Diagnostic/Tune-up Com All CZ10 VintAll | 0 | 7 | Commercial | 01-ALC-AllCommercial-Cooling | 0 |  |  |  |  | 67.6133 | 67.6133 | 0 | 0 | 0 | 0 | 35.68 |  | kWh | 0.04 | 0 | Commercial |  | Annual | [5 empty] | 10 | 1 |  |  |  | 1 | 0 | 0 | 2.68 | 0 | 0 | 0 | 0 | 0 | 0 | 0 | 0 | 2006 Qtr 1: 0; 2006 Qtr 2: 0; 2006 Qtr 3: 0; 2006 Qtr 4: 0; 2007 Qtr 1: 0; 2007 Qtr 2: 0; 2007 Qtr 3: 0; 2007 Qtr 4: 0; 2008 Qtr 1: 0; 2008 Qtr 2: 0; 2008 Qtr 3: 0; 2008 Qtr 4: 2.68 | 2.68
0 | 267045-Commercial Condensor Coil Cleaning (all units - savings at 50% of DEER) Com All CZ10 VintAll | 0 | 7 | Commercial | 01-ALC-AllCommercial-Cooling | 0 |  |  |  |  | 10 | 10 | 0 | 0 | 0 | 0 | 74 |  | kWh | 0.0665 | 0 | Commercial |  | Annual | [5 empty] | 3 | 1 |  |  |  | 1 | 0 | 0 | 4 | 0 | 0 | 0 | 0 | 0 | 0 | 0 | 0 | 2006 Qtr 1: 0; 2006 Qtr 2: 0; 2006 Qtr 3: 0; 2006 Qtr 4: 0; 2007 Qtr 1: 0; 2007 Qtr 2: 0; 2007 Qtr 3: 0; 2007 Qtr 4: 0; 2008 Qtr 1: 0; 2008 Qtr 2: 0; 2008 Qtr 3: 0; 2008 Qtr 4: 4 | 4
0 | 267030-Commercial HVAC Diagnostic/Tune-up Com All CZ10 VintAll | 0 | 7 | Commercial | 01-ALC-AllCommercial-Cooling | 0 |  |  |  |  | 67.6133 | 67.6133 | 0 | 0 | 0 | 0 | 35.68 |  | kWh | 0.04 | 0 | Commercial |  | Annual | [5 empty] | 10 | 1 |  |  |  | 1 | 0 | 0 | 2.68 | 0 | 0 | 0 | 0 | 0 | 0 | 0 | 0 | 2006 Qtr 1: 0; 2006 Qtr 2: 0; 2006 Qtr 3: 0; 2006 Qtr 4: 0; 2007 Qtr 1: 0; 2007 Qtr 2: 0; 2007 Qtr 3: 0; 2007 Qtr 4: 0; 2008 Qtr 1: 0; 2008 Qtr 2: 0; 2008 Qtr 3: 0; 2008 Qtr 4: 2.68 | 2.68
0 | 267045-Commercial Condensor Coil Cleaning (all units - savings at 50% of DEER) Com All CZ10 VintAll | 0 | 7 | Commercial | 01-ALC-AllCommercial-Cooling | 0 |  |  |  |  | 10 | 10 | 0 | 0 | 0 | 0 | 74 |  | kWh | 0.0665 | 0 | Commercial |  | Annual | [5 empty] | 3 | 1 |  |  |  | 1 | 0 | 0 | 4 | 0 | 0 | 0 | 0 | 0 | 0 | 0 | 0 | 2006 Qtr 1: 0; 2006 Qtr 2: 0; 2006 Qtr 3: 0; 2006 Qtr 4: 0; 2007 Qtr 1: 0; 2007 Qtr 2: 0; 2007 Qtr 3: 0; 2007 Qtr 4: 0; 2008 Qtr 1: 0; 2008 Qtr 2: 0; 2008 Qtr 3: 0; 2008 Qtr 4: 4 | 4
0 | 267030-Commercial HVAC Diagnostic/Tune-up Com All CZ10 VintAll | 0 | 7 | Commercial | 01-ALC-AllCommercial-Cooling | 0 |  |  |  |  | 67.6133 | 67.6133 | 0 | 0 | 0 | 0 | 35.68 |  | kWh | 0.04 | 0 | Commercial |  | Annual | [5 empty] | 10 | 1 |  |  |  | 1 | 0 | 0 | 2.68 | 0 | 0 | 0 | 0 | 0 | 0 | 0 | 0 | 2006 Qtr 1: 0; 2006 Qtr 2: 0; 2006 Qtr 3: 0; 2006 Qtr 4: 0; 2007 Qtr 1: 0; 2007 Qtr 2: 0; 2007 Qtr 3: 0; 2007 Qtr 4: 0; 2008 Qtr 1: 0; 2008 Qtr 2: 0; 2008 Qtr 3: 0; 2008 Qtr 4: 2.68 | 2.68
0 | 267045-Commercial Condensor Coil Cleaning (all units - savings at 50% of DEER) Com All CZ10 VintAll | 0 | 7 | Commercial | 01-ALC-AllCommercial-Cooling | 0 |  |  |  |  | 10 | 10 | 0 | 0 | 0 | 0 | 74 |  | kWh | 0.0665 | 0 | Commercial |  | Annual | [5 empty] | 3 | 1 |  |  |  | 1 | 0 | 0 | 4 | 0 | 0 | 0 | 0 | 0 | 0 | 0 | 0 | 2006 Qtr 1: 0; 2006 Qtr 2: 0; 2006 Qtr 3: 0; 2006 Qtr 4: 0; 2007 Qtr 1: 0; 2007 Qtr 2: 0; 2007 Qtr 3: 0; 2007 Qtr 4: 0; 2008 Qtr 1: 0; 2008 Qtr 2: 0; 2008 Qtr 3: 0; 2008 Qtr 4: 4 | 4
0 | 267030-Commercial HVAC Diagnostic/Tune-up Com All CZ10 VintAll | 0 | 7 | Commercial | 01-ALC-AllCommercial-Cooling | 0 |  |  |  |  | 67.6133 | 67.6133 | 0 | 0 | 0 | 0 | 35.68 |  | kWh | 0.04 | 0 | Commercial |  | Annual | [5 empty] | 10 | 1 |  |  |  | 1 | 0 | 0 | 2.68 | 0 | 0 | 0 | 0 | 0 | 0 | 0 | 0 | 2006 Qtr 1: 0; 2006 Qtr 2: 0; 2006 Qtr 3: 0; 2006 Qtr 4: 0; 2007 Qtr 1: 0; 2007 Qtr 2: 0; 2007 Qtr 3: 0; 2007 Qtr 4: 0; 2008 Qtr 1: 0; 2008 Qtr 2: 0; 2008 Qtr 3: 0; 2008 Qtr 4: 2.68 | 2.68
0 | 267045-Commercial Condensor Coil Cleaning (all units - savings at 50% of DEER) Com All CZ10 VintAll | 0 | 7 | Commercial | 01-ALC-AllCommercial-Cooling | 0 |  |  |  |  | 10 | 10 | 0 | 0 | 0 | 0 | 74 |  | kWh | 0.0665 | 0 | Commercial |  | Annual | [5 empty] | 3 | 1 |  |  |  | 1 | 0 | 0 | 4 | 0 | 0 | 0 | 0 | 0 | 0 | 0 | 0 | 2006 Qtr 1: 0; 2006 Qtr 2: 0; 2006 Qtr 3: 0; 2006 Qtr 4: 0; 2007 Qtr 1: 0; 2007 Qtr 2: 0; 2007 Qtr 3: 0; 2007 Qtr 4: 0; 2008 Qtr 1: 0; 2008 Qtr 2: 0; 2008 Qtr 3: 0; 2008 Qtr 4: 4 | 4
0 | 267030-Commercial HVAC Diagnostic/Tune-up Com All CZ10 VintAll | 0 | 7 | Commercial | 01-ALC-AllCommercial-Cooling | 0 |  |  |  |  | 67.6133 | 67.6133 | 0 | 0 | 0 | 0 | 35.68 |  | kWh | 0.04 | 0 | Commercial |  | Annual | [5 empty] | 10 | 1 |  |  |  | 1 | 0 | 0 | 2.68 | 0 | 0 | 0 | 0 | 0 | 0 | 0 | 0 | 2006 Qtr 1: 0; 2006 Qtr 2: 0; 2006 Qtr 3: 0; 2006 Qtr 4: 0; 2007 Qtr 1: 0; 2007 Qtr 2: 0; 2007 Qtr 3: 0; 2007 Qtr 4: 0; 2008 Qtr 1: 0; 2008 Qtr 2: 0; 2008 Qtr 3: 0; 2008 Qtr 4: 2.68 | 2.68
0 | 267045-Commercial Condensor Coil Cleaning (all units - savings at 50% of DEER) Com All CZ10 VintAll | 0 | 7 | Commercial | 01-ALC-AllCommercial-Cooling | 0 |  |  |  |  | 10 | 10 | 0 | 0 | 0 | 0 | 74 |  | kWh | 0.0665 | 0 | Commercial |  | Annual | [5 empty] | 3 | 1 |  |  |  | 1 | 0 | 0 | 4 | 0 | 0 | 0 | 0 | 0 | 0 | 0 | 0 | 2006 Qtr 1: 0; 2006 Qtr 2: 0; 2006 Qtr 3: 0; 2006 Qtr 4: 0; 2007 Qtr 1: 0; 2007 Qtr 2: 0; 2007 Qtr 3: 0; 2007 Qtr 4: 0; 2008 Qtr 1: 0; 2008 Qtr 2: 0; 2008 Qtr 3: 0; 2008 Qtr 4: 4 | 4
0 | 267030-Commercial HVAC Diagnostic/Tune-up Com All CZ10 VintAll | 0 | 7 | Commercial | 01-ALC-AllCommercial-Cooling | 0 |  |  |  |  | 67.6133 | 67.6133 | 0 | 0 | 0 | 0 | 35.68 |  | kWh | 0.04 | 0 | Commercial |  | Annual | [5 empty] | 10 | 1 |  |  |  | 1 | 0 | 0 | 2.68 | 0 | 0 | 0 | 0 | 0 | 0 | 0 | 0 | 2006 Qtr 1: 0; 2006 Qtr 2: 0; 2006 Qtr 3: 0; 2006 Qtr 4: 0; 2007 Qtr 1: 0; 2007 Qtr 2: 0; 2007 Qtr 3: 0; 2007 Qtr 4: 0; 2008 Qtr 1: 0; 2008 Qtr 2: 0; 2008 Qtr 3: 0; 2008 Qtr 4: 2.68 | 2.68
0 | 267045-Commercial Condensor Coil Cleaning (all units - savings at 50% of DEER) Com All CZ10 VintAll | 0 | 7 | Commercial | 01-ALC-AllCommercial-Cooling | 0 |  |  |  |  | 10 | 10 | 0 | 0 | 0 | 0 | 74 |  | kWh | 0.0665 | 0 | Commercial |  | Annual | [5 empty] | 3 | 1 |  |  |  | 1 | 0 | 0 | 4 | 0 | 0 | 0 | 0 | 0 | 0 | 0 | 0 | 2006 Qtr 1: 0; 2006 Qtr 2: 0; 2006 Qtr 3: 0; 2006 Qtr 4: 0; 2007 Qtr 1: 0; 2007 Qtr 2: 0; 2007 Qtr 3: 0; 2007 Qtr 4: 0; 2008 Qtr 1: 0; 2008 Qtr 2: 0; 2008 Qtr 3: 0; 2008 Qtr 4: 4 | 4
0 | 267030-Commercial HVAC Diagnostic/Tune-up Com All CZ10 VintAll | 0 | 7 | Commercial | 01-ALC-AllCommercial-Cooling | 0 |  |  |  |  | 67.6133 | 67.6133 | 0 | 0 | 0 | 0 | 35.68 |  | kWh | 0.04 | 0 | Commercial |  | Annual | [5 empty] | 10 | 1 |  |  |  | 1 | 0 | 0 | 2.68 | 0 | 0 | 0 | 0 | 0 | 0 | 0 | 0 | 2006 Qtr 1: 0; 2006 Qtr 2: 0; 2006 Qtr 3: 0; 2006 Qtr 4: 0; 2007 Qtr 1: 0; 2007 Qtr 2: 0; 2007 Qtr 3: 0; 2007 Qtr 4: 0; 2008 Qtr 1: 0; 2008 Qtr 2: 0; 2008 Qtr 3: 0; 2008 Qtr 4: 2.68 | 2.68
0 | 267045-Commercial Condensor Coil Cleaning (all units - savings at 50% of DEER) Com All CZ10 VintAll | 0 | 7 | Commercial | 01-ALC-AllCommercial-Cooling | 0 |  |  |  |  | 10 | 10 | 0 | 0 | 0 | 0 | 74 |  | kWh | 0.0665 | 0 | Commercial |  | Annual | [5 empty] | 3 | 1 |  |  |  | 1 | 0 | 0 | 4 | 0 | 0 | 0 | 0 | 0 | 0 | 0 | 0 | 2006 Qtr 1: 0; 2006 Qtr 2: 0; 2006 Qtr 3: 0; 2006 Qtr 4: 0; 2007 Qtr 1: 0; 2007 Qtr 2: 0; 2007 Qtr 3: 0; 2007 Qtr 4: 0; 2008 Qtr 1: 0; 2008 Qtr 2: 0; 2008 Qtr 3: 0; 2008 Qtr 4: 4 | 4
0 | 267029-Commercial HVAC Diagnostic/Tune-up Com All CZ07 VintAll | 0 | 7 | Commercial | 01-ALC-AllCommercial-Cooling | 0 |  |  |  |  | 67.6133 | 67.6133 | 0 | 0 | 0 | 0 | 35.68 |  | kWh | 0.04 | 0 | Commercial |  | Annual | [5 empty] | 10 | 1 |  |  |  | 1 | 0 | 0 | 2.68 | 0 | 0 | 0 | 0 | 0 | 0 | 0 | 0 | 2006 Qtr 1: 0; 2006 Qtr 2: 0; 2006 Qtr 3: 0; 2006 Qtr 4: 0; 2007 Qtr 1: 0; 2007 Qtr 2: 0; 2007 Qtr 3: 0; 2007 Qtr 4: 0; 2008 Qtr 1: 0; 2008 Qtr 2: 0; 2008 Qtr 3: 0; 2008 Qtr 4: 2.68 | 2.68
0 | 267044-Commercial Condensor Coil Cleaning (all units - savings at 50% of DEER) Com All CZ07 VintAll | 0 | 7 | Commercial | 01-ALC-AllCommercial-Cooling | 0 |  |  |  |  | 10 | 10 | 0 | 0 | 0 | 0 | 60 |  | kWh | 0.047 | 0 | Commercial |  | Annual | [5 empty] | 3 | 1 |  |  |  | 1 | 0 | 0 | 4 | 0 | 0 | 0 | 0 | 0 | 0 | 0 | 0 | 2006 Qtr 1: 0; 2006 Qtr 2: 0; 2006 Qtr 3: 0; 2006 Qtr 4: 0; 2007 Qtr 1: 0; 2007 Qtr 2: 0; 2007 Qtr 3: 0; 2007 Qtr 4: 0; 2008 Qtr 1: 0; 2008 Qtr 2: 0; 2008 Qtr 3: 0; 2008 Qtr 4: 4 | 4
0 | 267029-Commercial HVAC Diagnostic/Tune-up Com All CZ07 VintAll | 0 | 7 | Commercial | 01-ALC-AllCommercial-Cooling | 0 |  |  |  |  | 67.6133 | 67.6133 | 0 | 0 | 0 | 0 | 35.68 |  | kWh | 0.04 | 0 | Commercial |  | Annual | [5 empty] | 10 | 1 |  |  |  | 1 | 0 | 0 | 2.68 | 0 | 0 | 0 | 0 | 0 | 0 | 0 | 0 | 2006 Qtr 1: 0; 2006 Qtr 2: 0; 2006 Qtr 3: 0; 2006 Qtr 4: 0; 2007 Qtr 1: 0; 2007 Qtr 2: 0; 2007 Qtr 3: 0; 2007 Qtr 4: 0; 2008 Qtr 1: 0; 2008 Qtr 2: 0; 2008 Qtr 3: 0; 2008 Qtr 4: 2.68 | 2.68
0 | 267044-Commercial Condensor Coil Cleaning (all units - savings at 50% of DEER) Com All CZ07 VintAll | 0 | 7 | Commercial | 01-ALC-AllCommercial-Cooling | 0 |  |  |  |  | 10 | 10 | 0 | 0 | 0 | 0 | 60 |  | kWh | 0.047 | 0 | Commercial |  | Annual | [5 empty] | 3 | 1 |  |  |  | 1 | 0 | 0 | 4 | 0 | 0 | 0 | 0 | 0 | 0 | 0 | 0 | 2006 Qtr 1: 0; 2006 Qtr 2: 0; 2006 Qtr 3: 0; 2006 Qtr 4: 0; 2007 Qtr 1: 0; 2007 Qtr 2: 0; 2007 Qtr 3: 0; 2007 Qtr 4: 0; 2008 Qtr 1: 0; 2008 Qtr 2: 0; 2008 Qtr 3: 0; 2008 Qtr 4: 4 | 4
0 | 267029-Commercial HVAC Diagnostic/Tune-up Com All CZ07 VintAll | 0 | 7 | Commercial | 01-ALC-AllCommercial-Cooling | 0 |  |  |  |  | 67.6133 | 67.6133 | 0 | 0 | 0 | 0 | 35.68 |  | kWh | 0.04 | 0 | Commercial |  | Annual | [5 empty] | 10 | 1 |  |  |  | 1 | 0 | 0 | 2.68 | 0 | 0 | 0 | 0 | 0 | 0 | 0 | 0 | 2006 Qtr 1: 0; 2006 Qtr 2: 0; 2006 Qtr 3: 0; 2006 Qtr 4: 0; 2007 Qtr 1: 0; 2007 Qtr 2: 0; 2007 Qtr 3: 0; 2007 Qtr 4: 0; 2008 Qtr 1: 0; 2008 Qtr 2: 0; 2008 Qtr 3: 0; 2008 Qtr 4: 2.68 | 2.68
0 | 267044-Commercial Condensor Coil Cleaning (all units - savings at 50% of DEER) Com All CZ07 VintAll | 0 | 7 | Commercial | 01-ALC-AllCommercial-Cooling | 0 |  |  |  |  | 10 | 10 | 0 | 0 | 0 | 0 | 60 |  | kWh | 0.047 | 0 | Commercial |  | Annual | [5 empty] | 3 | 1 |  |  |  | 1 | 0 | 0 | 4 | 0 | 0 | 0 | 0 | 0 | 0 | 0 | 0 | 2006 Qtr 1: 0; 2006 Qtr 2: 0; 2006 Qtr 3: 0; 2006 Qtr 4: 0; 2007 Qtr 1: 0; 2007 Qtr 2: 0; 2007 Qtr 3: 0; 2007 Qtr 4: 0; 2008 Qtr 1: 0; 2008 Qtr 2: 0; 2008 Qtr 3: 0; 2008 Qtr 4: 4 | 4
0 | 267029-Commercial HVAC Diagnostic/Tune-up Com All CZ07 VintAll | 0 | 7 | Commercial | 01-ALC-AllCommercial-Cooling | 0 |  |  |  |  | 67.6133 | 67.6133 | 0 | 0 | 0 | 0 | 35.68 |  | kWh | 0.04 | 0 | Commercial |  | Annual | [5 empty] | 10 | 1 |  |  |  | 1 | 0 | 0 | 2.68 | 0 | 0 | 0 | 0 | 0 | 0 | 0 | 0 | 2006 Qtr 1: 0; 2006 Qtr 2: 0; 2006 Qtr 3: 0; 2006 Qtr 4: 0; 2007 Qtr 1: 0; 2007 Qtr 2: 0; 2007 Qtr 3: 0; 2007 Qtr 4: 0; 2008 Qtr 1: 0; 2008 Qtr 2: 0; 2008 Qtr 3: 0; 2008 Qtr 4: 2.68 | 2.68
0 | 267044-Commercial Condensor Coil Cleaning (all units - savings at 50% of DEER) Com All CZ07 VintAll | 0 | 7 | Commercial | 01-ALC-AllCommercial-Cooling | 0 |  |  |  |  | 10 | 10 | 0 | 0 | 0 | 0 | 60 |  | kWh | 0.047 | 0 | Commercial |  | Annual | [5 empty] | 3 | 1 |  |  |  | 1 | 0 | 0 | 4 | 0 | 0 | 0 | 0 | 0 | 0 | 0 | 0 | 2006 Qtr 1: 0; 2006 Qtr 2: 0; 2006 Qtr 3: 0; 2006 Qtr 4: 0; 2007 Qtr 1: 0; 2007 Qtr 2: 0; 2007 Qtr 3: 0; 2007 Qtr 4: 0; 2008 Qtr 1: 0; 2008 Qtr 2: 0; 2008 Qtr 3: 0; 2008 Qtr 4: 4 | 4
0 | 267029-Commercial HVAC Diagnostic/Tune-up Com All CZ07 VintAll | 0 | 7 | Commercial | 01-ALC-AllCommercial-Cooling | 0 |  |  |  |  | 67.6133 | 67.6133 | 0 | 0 | 0 | 0 | 35.68 |  | kWh | 0.04 | 0 | Commercial |  | Annual | [5 empty] | 10 | 1 |  |  |  | 1 | 0 | 0 | 2.68 | 0 | 0 | 0 | 0 | 0 | 0 | 0 | 0 | 2006 Qtr 1: 0; 2006 Qtr 2: 0; 2006 Qtr 3: 0; 2006 Qtr 4: 0; 2007 Qtr 1: 0; 2007 Qtr 2: 0; 2007 Qtr 3: 0; 2007 Qtr 4: 0; 2008 Qtr 1: 0; 2008 Qtr 2: 0; 2008 Qtr 3: 0; 2008 Qtr 4: 2.68 | 2.68
0 | 267044-Commercial Condensor Coil Cleaning (all units - savings at 50% of DEER) Com All CZ07 VintAll | 0 | 7 | Commercial | 01-ALC-AllCommercial-Cooling | 0 |  |  |  |  | 10 | 10 | 0 | 0 | 0 | 0 | 60 |  | kWh | 0.047 | 0 | Commercial |  | Annual | [5 empty] | 3 | 1 |  |  |  | 1 | 0 | 0 | 4 | 0 | 0 | 0 | 0 | 0 | 0 | 0 | 0 | 2006 Qtr 1: 0; 2006 Qtr 2: 0; 2006 Qtr 3: 0; 2006 Qtr 4: 0; 2007 Qtr 1: 0; 2007 Qtr 2: 0; 2007 Qtr 3: 0; 2007 Qtr 4: 0; 2008 Qtr 1: 0; 2008 Qtr 2: 0; 2008 Qtr 3: 0; 2008 Qtr 4: 4 | 4
0 | 267029-Commercial HVAC Diagnostic/Tune-up Com All CZ07 VintAll | 0 | 7 | Commercial | 01-ALC-AllCommercial-Cooling | 0 |  |  |  |  | 67.6133 | 67.6133 | 0 | 0 | 0 | 0 | 35.68 |  | kWh | 0.04 | 0 | Commercial |  | Annual | [5 empty] | 10 | 1 |  |  |  | 1 | 0 | 0 | 2.68 | 0 | 0 | 0 | 0 | 0 | 0 | 0 | 0 | 2006 Qtr 1: 0; 2006 Qtr 2: 0; 2006 Qtr 3: 0; 2006 Qtr 4: 0; 2007 Qtr 1: 0; 2007 Qtr 2: 0; 2007 Qtr 3: 0; 2007 Qtr 4: 0; 2008 Qtr 1: 0; 2008 Qtr 2: 0; 2008 Qtr 3: 0; 2008 Qtr 4: 2.68 | 2.68
0 | 267044-Commercial Condensor Coil Cleaning (all units - savings at 50% of DEER) Com All CZ07 VintAll | 0 | 7 | Commercial | 01-ALC-AllCommercial-Cooling | 0 |  |  |  |  | 10 | 10 | 0 | 0 | 0 | 0 | 60 |  | kWh | 0.047 | 0 | Commercial |  | Annual | [5 empty] | 3 | 1 |  |  |  | 1 | 0 | 0 | 4 | 0 | 0 | 0 | 0 | 0 | 0 | 0 | 0 | 2006 Qtr 1: 0; 2006 Qtr 2: 0; 2006 Qtr 3: 0; 2006 Qtr 4: 0; 2007 Qtr 1: 0; 2007 Qtr 2: 0; 2007 Qtr 3: 0; 2007 Qtr 4: 0; 2008 Qtr 1: 0; 2008 Qtr 2: 0; 2008 Qtr 3: 0; 2008 Qtr 4: 4 | 4
0 | 267029-Commercial HVAC Diagnostic/Tune-up Com All CZ07 VintAll | 0 | 7 | Commercial | 01-ALC-AllCommercial-Cooling | 0 |  |  |  |  | 67.6133 | 67.6133 | 0 | 0 | 0 | 0 | 35.68 |  | kWh | 0.04 | 0 | Commercial |  | Annual | [5 empty] | 10 | 1 |  |  |  | 1 | 0 | 0 | 2.68 | 0 | 0 | 0 | 0 | 0 | 0 | 0 | 0 | 2006 Qtr 1: 0; 2006 Qtr 2: 0; 2006 Qtr 3: 0; 2006 Qtr 4: 0; 2007 Qtr 1: 0; 2007 Qtr 2: 0; 2007 Qtr 3: 0; 2007 Qtr 4: 0; 2008 Qtr 1: 0; 2008 Qtr 2: 0; 2008 Qtr 3: 0; 2008 Qtr 4: 2.68 | 2.68
0 | 267044-Commercial Condensor Coil Cleaning (all units - savings at 50% of DEER) Com All CZ07 VintAll | 0 | 7 | Commercial | 01-ALC-AllCommercial-Cooling | 0 |  |  |  |  | 10 | 10 | 0 | 0 | 0 | 0 | 60 |  | kWh | 0.047 | 0 | Commercial |  | Annual | [5 empty] | 3 | 1 |  |  |  | 1 | 0 | 0 | 4 | 0 | 0 | 0 | 0 | 0 | 0 | 0 | 0 | 2006 Qtr 1: 0; 2006 Qtr 2: 0; 2006 Qtr 3: 0; 2006 Qtr 4: 0; 2007 Qtr 1: 0; 2007 Qtr 2: 0; 2007 Qtr 3: 0; 2007 Qtr 4: 0; 2008 Qtr 1: 0; 2008 Qtr 2: 0; 2008 Qtr 3: 0; 2008 Qtr 4: 4 | 4
0 | 267029-Commercial HVAC Diagnostic/Tune-up Com All CZ07 VintAll | 0 | 7 | Commercial | 01-ALC-AllCommercial-Cooling | 0 |  |  |  |  | 67.6133 | 67.6133 | 0 | 0 | 0 | 0 | 35.68 |  | kWh | 0.04 | 0 | Commercial |  | Annual | [5 empty] | 10 | 1 |  |  |  | 1 | 0 | 0 | 2.68 | 0 | 0 | 0 | 0 | 0 | 0 | 0 | 0 | 2006 Qtr 1: 0; 2006 Qtr 2: 0; 2006 Qtr 3: 0; 2006 Qtr 4: 0; 2007 Qtr 1: 0; 2007 Qtr 2: 0; 2007 Qtr 3: 0; 2007 Qtr 4: 0; 2008 Qtr 1: 0; 2008 Qtr 2: 0; 2008 Qtr 3: 0; 2008 Qtr 4: 2.68 | 2.68
0 | 267044-Commercial Condensor Coil Cleaning (all units - savings at 50% of DEER) Com All CZ07 VintAll | 0 | 7 | Commercial | 01-ALC-AllCommercial-Cooling | 0 |  |  |  |  | 10 | 10 | 0 | 0 | 0 | 0 | 60 |  | kWh | 0.047 | 0 | Commercial |  | Annual | [5 empty] | 3 | 1 |  |  |  | 1 | 0 | 0 | 4 | 0 | 0 | 0 | 0 | 0 | 0 | 0 | 0 | 2006 Qtr 1: 0; 2006 Qtr 2: 0; 2006 Qtr 3: 0; 2006 Qtr 4: 0; 2007 Qtr 1: 0; 2007 Qtr 2: 0; 2007 Qtr 3: 0; 2007 Qtr 4: 0; 2008 Qtr 1: 0; 2008 Qtr 2: 0; 2008 Qtr 3: 0; 2008 Qtr 4: 4 | 4
0 | 267029-Commercial HVAC Diagnostic/Tune-up Com All CZ07 VintAll | 0 | 7 | Commercial | 01-ALC-AllCommercial-Cooling | 0 |  |  |  |  | 67.6133 | 67.6133 | 0 | 0 | 0 | 0 | 35.68 |  | kWh | 0.04 | 0 | Commercial |  | Annual | [5 empty] | 10 | 1 |  |  |  | 1 | 0 | 0 | 2.68 | 0 | 0 | 0 | 0 | 0 | 0 | 0 | 0 | 2006 Qtr 1: 0; 2006 Qtr 2: 0; 2006 Qtr 3: 0; 2006 Qtr 4: 0; 2007 Qtr 1: 0; 2007 Qtr 2: 0; 2007 Qtr 3: 0; 2007 Qtr 4: 0; 2008 Qtr 1: 0; 2008 Qtr 2: 0; 2008 Qtr 3: 0; 2008 Qtr 4: 2.68 | 2.68
0 | 267044-Commercial Condensor Coil Cleaning (all units - savings at 50% of DEER) Com All CZ07 VintAll | 0 | 7 | Commercial | 01-ALC-AllCommercial-Cooling | 0 |  |  |  |  | 10 | 10 | 0 | 0 | 0 | 0 | 60 |  | kWh | 0.047 | 0 | Commercial |  | Annual | [5 empty] | 3 | 1 |  |  |  | 1 | 0 | 0 | 4 | 0 | 0 | 0 | 0 | 0 | 0 | 0 | 0 | 2006 Qtr 1: 0; 2006 Qtr 2: 0; 2006 Qtr 3: 0; 2006 Qtr 4: 0; 2007 Qtr 1: 0; 2007 Qtr 2: 0; 2007 Qtr 3: 0; 2007 Qtr 4: 0; 2008 Qtr 1: 0; 2008 Qtr 2: 0; 2008 Qtr 3: 0; 2008 Qtr 4: 4 | 4
0 | 267029-Commercial HVAC Diagnostic/Tune-up Com All CZ07 VintAll | 0 | 7 | Commercial | 01-ALC-AllCommercial-Cooling | 0 |  |  |  |  | 67.6133 | 67.6133 | 0 | 0 | 0 | 0 | 35.68 |  | kWh | 0.04 | 0 | Commercial |  | Annual | [5 empty] | 10 | 1 |  |  |  | 1 | 0 | 0 | 2.68 | 0 | 0 | 0 | 0 | 0 | 0 | 0 | 0 | 2006 Qtr 1: 0; 2006 Qtr 2: 0; 2006 Qtr 3: 0; 2006 Qtr 4: 0; 2007 Qtr 1: 0; 2007 Qtr 2: 0; 2007 Qtr 3: 0; 2007 Qtr 4: 0; 2008 Qtr 1: 0; 2008 Qtr 2: 0; 2008 Qtr 3: 0; 2008 Qtr 4: 2.68 | 2.68
0 | 267044-Commercial Condensor Coil Cleaning (all units - savings at 50% of DEER) Com All CZ07 VintAll | 0 | 7 | Commercial | 01-ALC-AllCommercial-Cooling | 0 |  |  |  |  | 10 | 10 | 0 | 0 | 0 | 0 | 60 |  | kWh | 0.047 | 0 | Commercial |  | Annual | [5 empty] | 3 | 1 |  |  |  | 1 | 0 | 0 | 4 | 0 | 0 | 0 | 0 | 0 | 0 | 0 | 0 | 2006 Qtr 1: 0; 2006 Qtr 2: 0; 2006 Qtr 3: 0; 2006 Qtr 4: 0; 2007 Qtr 1: 0; 2007 Qtr 2: 0; 2007 Qtr 3: 0; 2007 Qtr 4: 0; 2008 Qtr 1: 0; 2008 Qtr 2: 0; 2008 Qtr 3: 0; 2008 Qtr 4: 4 | 4
0 | 267030-Commercial HVAC Diagnostic/Tune-up Com All CZ10 VintAll | 0 | 7 | Commercial | 01-ALC-AllCommercial-Cooling | 0 |  |  |  |  | 67.6133 | 67.6133 | 0 | 0 | 0 | 0 | 35.68 |  | kWh | 0.04 | 0 | Commercial |  | Annual | [5 empty] | 10 | 1 |  |  |  | 1 | 0 | 0 | 2.68 | 0 | 0 | 0 | 0 | 0 | 0 | 0 | 0 | 2006 Qtr 1: 0; 2006 Qtr 2: 0; 2006 Qtr 3: 0; 2006 Qtr 4: 0; 2007 Qtr 1: 0; 2007 Qtr 2: 0; 2007 Qtr 3: 0; 2007 Qtr 4: 0; 2008 Qtr 1: 0; 2008 Qtr 2: 0; 2008 Qtr 3: 0; 2008 Qtr 4: 2.68 | 2.68
0 | 267045-Commercial Condensor Coil Cleaning (all units - savings at 50% of DEER) Com All CZ10 VintAll | 0 | 7 | Commercial | 01-ALC-AllCommercial-Cooling | 0 |  |  |  |  | 10 | 10 | 0 | 0 | 0 | 0 | 74 |  | kWh | 0.0665 | 0 | Commercial |  | Annual | [5 empty] | 3 | 1 |  |  |  | 1 | 0 | 0 | 4 | 0 | 0 | 0 | 0 | 0 | 0 | 0 | 0 | 2006 Qtr 1: 0; 2006 Qtr 2: 0; 2006 Qtr 3: 0; 2006 Qtr 4: 0; 2007 Qtr 1: 0; 2007 Qtr 2: 0; 2007 Qtr 3: 0; 2007 Qtr 4: 0; 2008 Qtr 1: 0; 2008 Qtr 2: 0; 2008 Qtr 3: 0; 2008 Qtr 4: 4 | 4
0 | 267030-Commercial HVAC Diagnostic/Tune-up Com All CZ10 VintAll | 0 | 7 | Commercial | 01-ALC-AllCommercial-Cooling | 0 |  |  |  |  | 67.6133 | 67.6133 | 0 | 0 | 0 | 0 | 35.68 |  | kWh | 0.04 | 0 | Commercial |  | Annual | [5 empty] | 10 | 1 |  |  |  | 1 | 0 | 0 | 2.68 | 0 | 0 | 0 | 0 | 0 | 0 | 0 | 0 | 2006 Qtr 1: 0; 2006 Qtr 2: 0; 2006 Qtr 3: 0; 2006 Qtr 4: 0; 2007 Qtr 1: 0; 2007 Qtr 2: 0; 2007 Qtr 3: 0; 2007 Qtr 4: 0; 2008 Qtr 1: 0; 2008 Qtr 2: 0; 2008 Qtr 3: 0; 2008 Qtr 4: 2.68 | 2.68
0 | 267045-Commercial Condensor Coil Cleaning (all units - savings at 50% of DEER) Com All CZ10 VintAll | 0 | 7 | Commercial | 01-ALC-AllCommercial-Cooling | 0 |  |  |  |  | 10 | 10 | 0 | 0 | 0 | 0 | 74 |  | kWh | 0.0665 | 0 | Commercial |  | Annual | [5 empty] | 3 | 1 |  |  |  | 1 | 0 | 0 | 4 | 0 | 0 | 0 | 0 | 0 | 0 | 0 | 0 | 2006 Qtr 1: 0; 2006 Qtr 2: 0; 2006 Qtr 3: 0; 2006 Qtr 4: 0; 2007 Qtr 1: 0; 2007 Qtr 2: 0; 2007 Qtr 3: 0; 2007 Qtr 4: 0; 2008 Qtr 1: 0; 2008 Qtr 2: 0; 2008 Qtr 3: 0; 2008 Qtr 4: 4 | 4
0 | 267030-Commercial HVAC Diagnostic/Tune-up Com All CZ10 VintAll | 0 | 7 | Commercial | 01-ALC-AllCommercial-Cooling | 0 |  |  |  |  | 67.6133 | 67.6133 | 0 | 0 | 0 | 0 | 35.68 |  | kWh | 0.04 | 0 | Commercial |  | Annual | [5 empty] | 10 | 1 |  |  |  | 1 | 0 | 0 | 2.68 | 0 | 0 | 0 | 0 | 0 | 0 | 0 | 0 | 2006 Qtr 1: 0; 2006 Qtr 2: 0; 2006 Qtr 3: 0; 2006 Qtr 4: 0; 2007 Qtr 1: 0; 2007 Qtr 2: 0; 2007 Qtr 3: 0; 2007 Qtr 4: 0; 2008 Qtr 1: 0; 2008 Qtr 2: 0; 2008 Qtr 3: 0; 2008 Qtr 4: 2.68 | 2.68
0 | 267045-Commercial Condensor Coil Cleaning (all units - savings at 50% of DEER) Com All CZ10 VintAll | 0 | 7 | Commercial | 01-ALC-AllCommercial-Cooling | 0 |  |  |  |  | 10 | 10 | 0 | 0 | 0 | 0 | 74 |  | kWh | 0.0665 | 0 | Commercial |  | Annual | [5 empty] | 3 | 1 |  |  |  | 1 | 0 | 0 | 4 | 0 | 0 | 0 | 0 | 0 | 0 | 0 | 0 | 2006 Qtr 1: 0; 2006 Qtr 2: 0; 2006 Qtr 3: 0; 2006 Qtr 4: 0; 2007 Qtr 1: 0; 2007 Qtr 2: 0; 2007 Qtr 3: 0; 2007 Qtr 4: 0; 2008 Qtr 1: 0; 2008 Qtr 2: 0; 2008 Qtr 3: 0; 2008 Qtr 4: 4 | 4
0 | 267030-Commercial HVAC Diagnostic/Tune-up Com All CZ10 VintAll | 0 | 7 | Commercial | 01-ALC-AllCommercial-Cooling | 0 |  |  |  |  | 67.6133 | 67.6133 | 0 | 0 | 0 | 0 | 35.68 |  | kWh | 0.04 | 0 | Commercial |  | Annual | [5 empty] | 10 | 1 |  |  |  | 1 | 0 | 0 | 2.68 | 0 | 0 | 0 | 0 | 0 | 0 | 0 | 0 | 2006 Qtr 1: 0; 2006 Qtr 2: 0; 2006 Qtr 3: 0; 2006 Qtr 4: 0; 2007 Qtr 1: 0; 2007 Qtr 2: 0; 2007 Qtr 3: 0; 2007 Qtr 4: 0; 2008 Qtr 1: 0; 2008 Qtr 2: 0; 2008 Qtr 3: 0; 2008 Qtr 4: 2.68 | 2.68
0 | 267045-Commercial Condensor Coil Cleaning (all units - savings at 50% of DEER) Com All CZ10 VintAll | 0 | 7 | Commercial | 01-ALC-AllCommercial-Cooling | 0 |  |  |  |  | 10 | 10 | 0 | 0 | 0 | 0 | 74 |  | kWh | 0.0665 | 0 | Commercial |  | Annual | [5 empty] | 3 | 1 |  |  |  | 1 | 0 | 0 | 4 | 0 | 0 | 0 | 0 | 0 | 0 | 0 | 0 | 2006 Qtr 1: 0; 2006 Qtr 2: 0; 2006 Qtr 3: 0; 2006 Qtr 4: 0; 2007 Qtr 1: 0; 2007 Qtr 2: 0; 2007 Qtr 3: 0; 2007 Qtr 4: 0; 2008 Qtr 1: 0; 2008 Qtr 2: 0; 2008 Qtr 3: 0; 2008 Qtr 4: 4 | 4
0 | 267030-Commercial HVAC Diagnostic/Tune-up Com All CZ10 VintAll | 0 | 7 | Commercial | 01-ALC-AllCommercial-Cooling | 0 |  |  |  |  | 67.6133 | 67.6133 | 0 | 0 | 0 | 0 | 35.68 |  | kWh | 0.04 | 0 | Commercial |  | Annual | [5 empty] | 10 | 1 |  |  |  | 1 | 0 | 0 | 2.68 | 0 | 0 | 0 | 0 | 0 | 0 | 0 | 0 | 2006 Qtr 1: 0; 2006 Qtr 2: 0; 2006 Qtr 3: 0; 2006 Qtr 4: 0; 2007 Qtr 1: 0; 2007 Qtr 2: 0; 2007 Qtr 3: 0; 2007 Qtr 4: 0; 2008 Qtr 1: 0; 2008 Qtr 2: 0; 2008 Qtr 3: 0; 2008 Qtr 4: 2.68 | 2.68
0 | 267045-Commercial Condensor Coil Cleaning (all units - savings at 50% of DEER) Com All CZ10 VintAll | 0 | 7 | Commercial | 01-ALC-AllCommercial-Cooling | 0 |  |  |  |  | 10 | 10 | 0 | 0 | 0 | 0 | 74 |  | kWh | 0.0665 | 0 | Commercial |  | Annual | [5 empty] | 3 | 1 |  |  |  | 1 | 0 | 0 | 4 | 0 | 0 | 0 | 0 | 0 | 0 | 0 | 0 | 2006 Qtr 1: 0; 2006 Qtr 2: 0; 2006 Qtr 3: 0; 2006 Qtr 4: 0; 2007 Qtr 1: 0; 2007 Qtr 2: 0; 2007 Qtr 3: 0; 2007 Qtr 4: 0; 2008 Qtr 1: 0; 2008 Qtr 2: 0; 2008 Qtr 3: 0; 2008 Qtr 4: 4 | 4
0 | 267030-Commercial HVAC Diagnostic/Tune-up Com All CZ10 VintAll | 0 | 7 | Commercial | 01-ALC-AllCommercial-Cooling | 0 |  |  |  |  | 67.6133 | 67.6133 | 0 | 0 | 0 | 0 | 35.68 |  | kWh | 0.04 | 0 | Commercial |  | Annual | [5 empty] | 10 | 1 |  |  |  | 1 | 0 | 0 | 2.68 | 0 | 0 | 0 | 0 | 0 | 0 | 0 | 0 | 2006 Qtr 1: 0; 2006 Qtr 2: 0; 2006 Qtr 3: 0; 2006 Qtr 4: 0; 2007 Qtr 1: 0; 2007 Qtr 2: 0; 2007 Qtr 3: 0; 2007 Qtr 4: 0; 2008 Qtr 1: 0; 2008 Qtr 2: 0; 2008 Qtr 3: 0; 2008 Qtr 4: 2.68 | 2.68
0 | 267045-Commercial Condensor Coil Cleaning (all units - savings at 50% of DEER) Com All CZ10 VintAll | 0 | 7 | Commercial | 01-ALC-AllCommercial-Cooling | 0 |  |  |  |  | 10 | 10 | 0 | 0 | 0 | 0 | 74 |  | kWh | 0.0665 | 0 | Commercial |  | Annual | [5 empty] | 3 | 1 |  |  |  | 1 | 0 | 0 | 4 | 0 | 0 | 0 | 0 | 0 | 0 | 0 | 0 | 2006 Qtr 1: 0; 2006 Qtr 2: 0; 2006 Qtr 3: 0; 2006 Qtr 4: 0; 2007 Qtr 1: 0; 2007 Qtr 2: 0; 2007 Qtr 3: 0; 2007 Qtr 4: 0; 2008 Qtr 1: 0; 2008 Qtr 2: 0; 2008 Qtr 3: 0; 2008 Qtr 4: 4 | 4
0 | 267030-Commercial HVAC Diagnostic/Tune-up Com All CZ10 VintAll | 0 | 7 | Commercial | 01-ALC-AllCommercial-Cooling | 0 |  |  |  |  | 67.6133 | 67.6133 | 0 | 0 | 0 | 0 | 35.68 |  | kWh | 0.04 | 0 | Commercial |  | Annual | [5 empty] | 10 | 1 |  |  |  | 1 | 0 | 0 | 2.68 | 0 | 0 | 0 | 0 | 0 | 0 | 0 | 0 | 2006 Qtr 1: 0; 2006 Qtr 2: 0; 2006 Qtr 3: 0; 2006 Qtr 4: 0; 2007 Qtr 1: 0; 2007 Qtr 2: 0; 2007 Qtr 3: 0; 2007 Qtr 4: 0; 2008 Qtr 1: 0; 2008 Qtr 2: 0; 2008 Qtr 3: 0; 2008 Qtr 4: 2.68 | 2.68
0 | 267045-Commercial Condensor Coil Cleaning (all units - savings at 50% of DEER) Com All CZ10 VintAll | 0 | 7 | Commercial | 01-ALC-AllCommercial-Cooling | 0 |  |  |  |  | 10 | 10 | 0 | 0 | 0 | 0 | 74 |  | kWh | 0.0665 | 0 | Commercial |  | Annual | [5 empty] | 3 | 1 |  |  |  | 1 | 0 | 0 | 4 | 0 | 0 | 0 | 0 | 0 | 0 | 0 | 0 | 2006 Qtr 1: 0; 2006 Qtr 2: 0; 2006 Qtr 3: 0; 2006 Qtr 4: 0; 2007 Qtr 1: 0; 2007 Qtr 2: 0; 2007 Qtr 3: 0; 2007 Qtr 4: 0; 2008 Qtr 1: 0; 2008 Qtr 2: 0; 2008 Qtr 3: 0; 2008 Qtr 4: 4 | 4
0 | 267030-Commercial HVAC Diagnostic/Tune-up Com All CZ10 VintAll | 0 | 7 | Commercial | 01-ALC-AllCommercial-Cooling | 0 |  |  |  |  | 67.6133 | 67.6133 | 0 | 0 | 0 | 0 | 35.68 |  | kWh | 0.04 | 0 | Commercial |  | Annual | [5 empty] | 10 | 1 |  |  |  | 1 | 0 | 0 | 2.68 | 0 | 0 | 0 | 0 | 0 | 0 | 0 | 0 | 2006 Qtr 1: 0; 2006 Qtr 2: 0; 2006 Qtr 3: 0; 2006 Qtr 4: 0; 2007 Qtr 1: 0; 2007 Qtr 2: 0; 2007 Qtr 3: 0; 2007 Qtr 4: 0; 2008 Qtr 1: 0; 2008 Qtr 2: 0; 2008 Qtr 3: 0; 2008 Qtr 4: 2.68 | 2.68
0 | 267045-Commercial Condensor Coil Cleaning (all units - savings at 50% of DEER) Com All CZ10 VintAll | 0 | 7 | Commercial | 01-ALC-AllCommercial-Cooling | 0 |  |  |  |  | 10 | 10 | 0 | 0 | 0 | 0 | 74 |  | kWh | 0.0665 | 0 | Commercial |  | Annual | [5 empty] | 3 | 1 |  |  |  | 1 | 0 | 0 | 4 | 0 | 0 | 0 | 0 | 0 | 0 | 0 | 0 | 2006 Qtr 1: 0; 2006 Qtr 2: 0; 2006 Qtr 3: 0; 2006 Qtr 4: 0; 2007 Qtr 1: 0; 2007 Qtr 2: 0; 2007 Qtr 3: 0; 2007 Qtr 4: 0; 2008 Qtr 1: 0; 2008 Qtr 2: 0; 2008 Qtr 3: 0; 2008 Qtr 4: 4 | 4
0 | 267030-Commercial HVAC Diagnostic/Tune-up Com All CZ10 VintAll | 0 | 7 | Commercial | 01-ALC-AllCommercial-Cooling | 0 |  |  |  |  | 67.6133 | 67.6133 | 0 | 0 | 0 | 0 | 35.68 |  | kWh | 0.04 | 0 | Commercial |  | Annual | [5 empty] | 10 | 1 |  |  |  | 1 | 0 | 0 | 2.68 | 0 | 0 | 0 | 0 | 0 | 0 | 0 | 0 | 2006 Qtr 1: 0; 2006 Qtr 2: 0; 2006 Qtr 3: 0; 2006 Qtr 4: 0; 2007 Qtr 1: 0; 2007 Qtr 2: 0; 2007 Qtr 3: 0; 2007 Qtr 4: 0; 2008 Qtr 1: 0; 2008 Qtr 2: 0; 2008 Qtr 3: 0; 2008 Qtr 4: 2.68 | 2.68
0 | 267045-Commercial Condensor Coil Cleaning (all units - savings at 50% of DEER) Com All CZ10 VintAll | 0 | 7 | Commercial | 01-ALC-AllCommercial-Cooling | 0 |  |  |  |  | 10 | 10 | 0 | 0 | 0 | 0 | 74 |  | kWh | 0.0665 | 0 | Commercial |  | Annual | [5 empty] | 3 | 1 |  |  |  | 1 | 0 | 0 | 4 | 0 | 0 | 0 | 0 | 0 | 0 | 0 | 0 | 2006 Qtr 1: 0; 2006 Qtr 2: 0; 2006 Qtr 3: 0; 2006 Qtr 4: 0; 2007 Qtr 1: 0; 2007 Qtr 2: 0; 2007 Qtr 3: 0; 2007 Qtr 4: 0; 2008 Qtr 1: 0; 2008 Qtr 2: 0; 2008 Qtr 3: 0; 2008 Qtr 4: 4 | 4
0 | 267029-Commercial HVAC Diagnostic/Tune-up Com All CZ07 VintAll | 0 | 7 | Commercial | 01-ALC-AllCommercial-Cooling | 0 |  |  |  |  | 67.6133 | 67.6133 | 0 | 0 | 0 | 0 | 35.68 |  | kWh | 0.04 | 0 | Commercial |  | Annual | [5 empty] | 10 | 1 |  |  |  | 1 | 0 | 0 | 2.68 | 0 | 0 | 0 | 0 | 0 | 0 | 0 | 0 | 2006 Qtr 1: 0; 2006 Qtr 2: 0; 2006 Qtr 3: 0; 2006 Qtr 4: 0; 2007 Qtr 1: 0; 2007 Qtr 2: 0; 2007 Qtr 3: 0; 2007 Qtr 4: 0; 2008 Qtr 1: 0; 2008 Qtr 2: 0; 2008 Qtr 3: 0; 2008 Qtr 4: 2.68 | 2.68
0 | 267044-Commercial Condensor Coil Cleaning (all units - savings at 50% of DEER) Com All CZ07 VintAll | 0 | 7 | Commercial | 01-ALC-AllCommercial-Cooling | 0 |  |  |  |  | 10 | 10 | 0 | 0 | 0 | 0 | 60 |  | kWh | 0.047 | 0 | Commercial |  | Annual | [5 empty] | 3 | 1 |  |  |  | 1 | 0 | 0 | 4 | 0 | 0 | 0 | 0 | 0 | 0 | 0 | 0 | 2006 Qtr 1: 0; 2006 Qtr 2: 0; 2006 Qtr 3: 0; 2006 Qtr 4: 0; 2007 Qtr 1: 0; 2007 Qtr 2: 0; 2007 Qtr 3: 0; 2007 Qtr 4: 0; 2008 Qtr 1: 0; 2008 Qtr 2: 0; 2008 Qtr 3: 0; 2008 Qtr 4: 4 | 4
0 | 267029-Commercial HVAC Diagnostic/Tune-up Com All CZ07 VintAll | 0 | 7 | Commercial | 01-ALC-AllCommercial-Cooling | 0 |  |  |  |  | 67.6133 | 67.6133 | 0 | 0 | 0 | 0 | 35.68 |  | kWh | 0.04 | 0 | Commercial |  | Annual | [5 empty] | 10 | 1 |  |  |  | 1 | 0 | 0 | 2.68 | 0 | 0 | 0 | 0 | 0 | 0 | 0 | 0 | 2006 Qtr 1: 0; 2006 Qtr 2: 0; 2006 Qtr 3: 0; 2006 Qtr 4: 0; 2007 Qtr 1: 0; 2007 Qtr 2: 0; 2007 Qtr 3: 0; 2007 Qtr 4: 0; 2008 Qtr 1: 0; 2008 Qtr 2: 0; 2008 Qtr 3: 0; 2008 Qtr 4: 2.68 | 2.68
0 | 267044-Commercial Condensor Coil Cleaning (all units - savings at 50% of DEER) Com All CZ07 VintAll | 0 | 7 | Commercial | 01-ALC-AllCommercial-Cooling | 0 |  |  |  |  | 10 | 10 | 0 | 0 | 0 | 0 | 60 |  | kWh | 0.047 | 0 | Commercial |  | Annual | [5 empty] | 3 | 1 |  |  |  | 1 | 0 | 0 | 4 | 0 | 0 | 0 | 0 | 0 | 0 | 0 | 0 | 2006 Qtr 1: 0; 2006 Qtr 2: 0; 2006 Qtr 3: 0; 2006 Qtr 4: 0; 2007 Qtr 1: 0; 2007 Qtr 2: 0; 2007 Qtr 3: 0; 2007 Qtr 4: 0; 2008 Qtr 1: 0; 2008 Qtr 2: 0; 2008 Qtr 3: 0; 2008 Qtr 4: 4 | 4
0 | 267029-Commercial HVAC Diagnostic/Tune-up Com All CZ07 VintAll | 0 | 7 | Commercial | 01-ALC-AllCommercial-Cooling | 0 |  |  |  |  | 67.6133 | 67.6133 | 0 | 0 | 0 | 0 | 35.68 |  | kWh | 0.04 | 0 | Commercial |  | Annual | [5 empty] | 10 | 1 |  |  |  | 1 | 0 | 0 | 2.68 | 0 | 0 | 0 | 0 | 0 | 0 | 0 | 0 | 2006 Qtr 1: 0; 2006 Qtr 2: 0; 2006 Qtr 3: 0; 2006 Qtr 4: 0; 2007 Qtr 1: 0; 2007 Qtr 2: 0; 2007 Qtr 3: 0; 2007 Qtr 4: 0; 2008 Qtr 1: 0; 2008 Qtr 2: 0; 2008 Qtr 3: 0; 2008 Qtr 4: 2.68 | 2.68
0 | 267044-Commercial Condensor Coil Cleaning (all units - savings at 50% of DEER) Com All CZ07 VintAll | 0 | 7 | Commercial | 01-ALC-AllCommercial-Cooling | 0 |  |  |  |  | 10 | 10 | 0 | 0 | 0 | 0 | 60 |  | kWh | 0.047 | 0 | Commercial |  | Annual | [5 empty] | 3 | 1 |  |  |  | 1 | 0 | 0 | 4 | 0 | 0 | 0 | 0 | 0 | 0 | 0 | 0 | 2006 Qtr 1: 0; 2006 Qtr 2: 0; 2006 Qtr 3: 0; 2006 Qtr 4: 0; 2007 Qtr 1: 0; 2007 Qtr 2: 0; 2007 Qtr 3: 0; 2007 Qtr 4: 0; 2008 Qtr 1: 0; 2008 Qtr 2: 0; 2008 Qtr 3: 0; 2008 Qtr 4: 4 | 4
0 | 267029-Commercial HVAC Diagnostic/Tune-up Com All CZ07 VintAll | 0 | 7 | Commercial | 01-ALC-AllCommercial-Cooling | 0 |  |  |  |  | 67.6133 | 67.6133 | 0 | 0 | 0 | 0 | 35.68 |  | kWh | 0.04 | 0 | Commercial |  | Annual | [5 empty] | 10 | 1 |  |  |  | 1 | 0 | 0 | 2.68 | 0 | 0 | 0 | 0 | 0 | 0 | 0 | 0 | 2006 Qtr 1: 0; 2006 Qtr 2: 0; 2006 Qtr 3: 0; 2006 Qtr 4: 0; 2007 Qtr 1: 0; 2007 Qtr 2: 0; 2007 Qtr 3: 0; 2007 Qtr 4: 0; 2008 Qtr 1: 0; 2008 Qtr 2: 0; 2008 Qtr 3: 0; 2008 Qtr 4: 2.68 | 2.68
0 | 267044-Commercial Condensor Coil Cleaning (all units - savings at 50% of DEER) Com All CZ07 VintAll | 0 | 7 | Commercial | 01-ALC-AllCommercial-Cooling | 0 |  |  |  |  | 10 | 10 | 0 | 0 | 0 | 0 | 60 |  | kWh | 0.047 | 0 | Commercial |  | Annual | [5 empty] | 3 | 1 |  |  |  | 1 | 0 | 0 | 4 | 0 | 0 | 0 | 0 | 0 | 0 | 0 | 0 | 2006 Qtr 1: 0; 2006 Qtr 2: 0; 2006 Qtr 3: 0; 2006 Qtr 4: 0; 2007 Qtr 1: 0; 2007 Qtr 2: 0; 2007 Qtr 3: 0; 2007 Qtr 4: 0; 2008 Qtr 1: 0; 2008 Qtr 2: 0; 2008 Qtr 3: 0; 2008 Qtr 4: 4 | 4
0 | 267029-Commercial HVAC Diagnostic/Tune-up Com All CZ07 VintAll | 0 | 7 | Commercial | 01-ALC-AllCommercial-Cooling | 0 |  |  |  |  | 67.6133 | 67.6133 | 0 | 0 | 0 | 0 | 35.68 |  | kWh | 0.04 | 0 | Commercial |  | Annual | [5 empty] | 10 | 1 |  |  |  | 1 | 0 | 0 | 2.68 | 0 | 0 | 0 | 0 | 0 | 0 | 0 | 0 | 2006 Qtr 1: 0; 2006 Qtr 2: 0; 2006 Qtr 3: 0; 2006 Qtr 4: 0; 2007 Qtr 1: 0; 2007 Qtr 2: 0; 2007 Qtr 3: 0; 2007 Qtr 4: 0; 2008 Qtr 1: 0; 2008 Qtr 2: 0; 2008 Qtr 3: 0; 2008 Qtr 4: 2.68 | 2.68
0 | 267044-Commercial Condensor Coil Cleaning (all units - savings at 50% of DEER) Com All CZ07 VintAll | 0 | 7 | Commercial | 01-ALC-AllCommercial-Cooling | 0 |  |  |  |  | 10 | 10 | 0 | 0 | 0 | 0 | 60 |  | kWh | 0.047 | 0 | Commercial |  | Annual | [5 empty] | 3 | 1 |  |  |  | 1 | 0 | 0 | 4 | 0 | 0 | 0 | 0 | 0 | 0 | 0 | 0 | 2006 Qtr 1: 0; 2006 Qtr 2: 0; 2006 Qtr 3: 0; 2006 Qtr 4: 0; 2007 Qtr 1: 0; 2007 Qtr 2: 0; 2007 Qtr 3: 0; 2007 Qtr 4: 0; 2008 Qtr 1: 0; 2008 Qtr 2: 0; 2008 Qtr 3: 0; 2008 Qtr 4: 4 | 4
0 | 267029-Commercial HVAC Diagnostic/Tune-up Com All CZ07 VintAll | 0 | 7 | Commercial | 01-ALC-AllCommercial-Cooling | 0 |  |  |  |  | 67.6133 | 67.6133 | 0 | 0 | 0 | 0 | 35.68 |  | kWh | 0.04 | 0 | Commercial |  | Annual | [5 empty] | 10 | 1 |  |  |  | 1 | 0 | 0 | 2.68 | 0 | 0 | 0 | 0 | 0 | 0 | 0 | 0 | 2006 Qtr 1: 0; 2006 Qtr 2: 0; 2006 Qtr 3: 0; 2006 Qtr 4: 0; 2007 Qtr 1: 0; 2007 Qtr 2: 0; 2007 Qtr 3: 0; 2007 Qtr 4: 0; 2008 Qtr 1: 0; 2008 Qtr 2: 0; 2008 Qtr 3: 0; 2008 Qtr 4: 2.68 | 2.68
0 | 267044-Commercial Condensor Coil Cleaning (all units - savings at 50% of DEER) Com All CZ07 VintAll | 0 | 7 | Commercial | 01-ALC-AllCommercial-Cooling | 0 |  |  |  |  | 10 | 10 | 0 | 0 | 0 | 0 | 60 |  | kWh | 0.047 | 0 | Commercial |  | Annual | [5 empty] | 3 | 1 |  |  |  | 1 | 0 | 0 | 4 | 0 | 0 | 0 | 0 | 0 | 0 | 0 | 0 | 2006 Qtr 1: 0; 2006 Qtr 2: 0; 2006 Qtr 3: 0; 2006 Qtr 4: 0; 2007 Qtr 1: 0; 2007 Qtr 2: 0; 2007 Qtr 3: 0; 2007 Qtr 4: 0; 2008 Qtr 1: 0; 2008 Qtr 2: 0; 2008 Qtr 3: 0; 2008 Qtr 4: 4 | 4
0 | 267029-Commercial HVAC Diagnostic/Tune-up Com All CZ07 VintAll | 0 | 7 | Commercial | 01-ALC-AllCommercial-Cooling | 0 |  |  |  |  | 67.6133 | 67.6133 | 0 | 0 | 0 | 0 | 35.68 |  | kWh | 0.04 | 0 | Commercial |  | Annual | [5 empty] | 10 | 1 |  |  |  | 1 | 0 | 0 | 2.68 | 0 | 0 | 0 | 0 | 0 | 0 | 0 | 0 | 2006 Qtr 1: 0; 2006 Qtr 2: 0; 2006 Qtr 3: 0; 2006 Qtr 4: 0; 2007 Qtr 1: 0; 2007 Qtr 2: 0; 2007 Qtr 3: 0; 2007 Qtr 4: 0; 2008 Qtr 1: 0; 2008 Qtr 2: 0; 2008 Qtr 3: 0; 2008 Qtr 4: 2.68 | 2.68
0 | 267044-Commercial Condensor Coil Cleaning (all units - savings at 50% of DEER) Com All CZ07 VintAll | 0 | 7 | Commercial | 01-ALC-AllCommercial-Cooling | 0 |  |  |  |  | 10 | 10 | 0 | 0 | 0 | 0 | 60 |  | kWh | 0.047 | 0 | Commercial |  | Annual | [5 empty] | 3 | 1 |  |  |  | 1 | 0 | 0 | 4 | 0 | 0 | 0 | 0 | 0 | 0 | 0 | 0 | 2006 Qtr 1: 0; 2006 Qtr 2: 0; 2006 Qtr 3: 0; 2006 Qtr 4: 0; 2007 Qtr 1: 0; 2007 Qtr 2: 0; 2007 Qtr 3: 0; 2007 Qtr 4: 0; 2008 Qtr 1: 0; 2008 Qtr 2: 0; 2008 Qtr 3: 0; 2008 Qtr 4: 4 | 4
0 | 267029-Commercial HVAC Diagnostic/Tune-up Com All CZ07 VintAll | 0 | 7 | Commercial | 01-ALC-AllCommercial-Cooling | 0 |  |  |  |  | 67.6133 | 67.6133 | 0 | 0 | 0 | 0 | 35.68 |  | kWh | 0.04 | 0 | Commercial |  | Annual | [5 empty] | 10 | 1 |  |  |  | 1 | 0 | 0 | 2.68 | 0 | 0 | 0 | 0 | 0 | 0 | 0 | 0 | 2006 Qtr 1: 0; 2006 Qtr 2: 0; 2006 Qtr 3: 0; 2006 Qtr 4: 0; 2007 Qtr 1: 0; 2007 Qtr 2: 0; 2007 Qtr 3: 0; 2007 Qtr 4: 0; 2008 Qtr 1: 0; 2008 Qtr 2: 0; 2008 Qtr 3: 0; 2008 Qtr 4: 2.68 | 2.68
0 | 267044-Commercial Condensor Coil Cleaning (all units - savings at 50% of DEER) Com All CZ07 VintAll | 0 | 7 | Commercial | 01-ALC-AllCommercial-Cooling | 0 |  |  |  |  | 10 | 10 | 0 | 0 | 0 | 0 | 60 |  | kWh | 0.047 | 0 | Commercial |  | Annual | [5 empty] | 3 | 1 |  |  |  | 1 | 0 | 0 | 4 | 0 | 0 | 0 | 0 | 0 | 0 | 0 | 0 | 2006 Qtr 1: 0; 2006 Qtr 2: 0; 2006 Qtr 3: 0; 2006 Qtr 4: 0; 2007 Qtr 1: 0; 2007 Qtr 2: 0; 2007 Qtr 3: 0; 2007 Qtr 4: 0; 2008 Qtr 1: 0; 2008 Qtr 2: 0; 2008 Qtr 3: 0; 2008 Qtr 4: 4 | 4
0 | 267029-Commercial HVAC Diagnostic/Tune-up Com All CZ07 VintAll | 0 | 7 | Commercial | 01-ALC-AllCommercial-Cooling | 0 |  |  |  |  | 67.6133 | 67.6133 | 0 | 0 | 0 | 0 | 35.68 |  | kWh | 0.04 | 0 | Commercial |  | Annual | [5 empty] | 10 | 1 |  |  |  | 1 | 0 | 0 | 2.68 | 0 | 0 | 0 | 0 | 0 | 0 | 0 | 0 | 2006 Qtr 1: 0; 2006 Qtr 2: 0; 2006 Qtr 3: 0; 2006 Qtr 4: 0; 2007 Qtr 1: 0; 2007 Qtr 2: 0; 2007 Qtr 3: 0; 2007 Qtr 4: 0; 2008 Qtr 1: 0; 2008 Qtr 2: 0; 2008 Qtr 3: 0; 2008 Qtr 4: 2.68 | 2.68
0 | 267044-Commercial Condensor Coil Cleaning (all units - savings at 50% of DEER) Com All CZ07 VintAll | 0 | 7 | Commercial | 01-ALC-AllCommercial-Cooling | 0 |  |  |  |  | 10 | 10 | 0 | 0 | 0 | 0 | 60 |  | kWh | 0.047 | 0 | Commercial |  | Annual | [5 empty] | 3 | 1 |  |  |  | 1 | 0 | 0 | 4 | 0 | 0 | 0 | 0 | 0 | 0 | 0 | 0 | 2006 Qtr 1: 0; 2006 Qtr 2: 0; 2006 Qtr 3: 0; 2006 Qtr 4: 0; 2007 Qtr 1: 0; 2007 Qtr 2: 0; 2007 Qtr 3: 0; 2007 Qtr 4: 0; 2008 Qtr 1: 0; 2008 Qtr 2: 0; 2008 Qtr 3: 0; 2008 Qtr 4: 4 | 4
0 | 267029-Commercial HVAC Diagnostic/Tune-up Com All CZ07 VintAll | 0 | 7 | Commercial | 01-ALC-AllCommercial-Cooling | 0 |  |  |  |  | 67.6133 | 67.6133 | 0 | 0 | 0 | 0 | 35.68 |  | kWh | 0.04 | 0 | Commercial |  | Annual | [5 empty] | 10 | 1 |  |  |  | 1 | 0 | 0 | 2.68 | 0 | 0 | 0 | 0 | 0 | 0 | 0 | 0 | 2006 Qtr 1: 0; 2006 Qtr 2: 0; 2006 Qtr 3: 0; 2006 Qtr 4: 0; 2007 Qtr 1: 0; 2007 Qtr 2: 0; 2007 Qtr 3: 0; 2007 Qtr 4: 0; 2008 Qtr 1: 0; 2008 Qtr 2: 0; 2008 Qtr 3: 0; 2008 Qtr 4: 2.68 | 2.68
0 | 267044-Commercial Condensor Coil Cleaning (all units - savings at 50% of DEER) Com All CZ07 VintAll | 0 | 7 | Commercial | 01-ALC-AllCommercial-Cooling | 0 |  |  |  |  | 10 | 10 | 0 | 0 | 0 | 0 | 60 |  | kWh | 0.047 | 0 | Commercial |  | Annual | [5 empty] | 3 | 1 |  |  |  | 1 | 0 | 0 | 4 | 0 | 0 | 0 | 0 | 0 | 0 | 0 | 0 | 2006 Qtr 1: 0; 2006 Qtr 2: 0; 2006 Qtr 3: 0; 2006 Qtr 4: 0; 2007 Qtr 1: 0; 2007 Qtr 2: 0; 2007 Qtr 3: 0; 2007 Qtr 4: 0; 2008 Qtr 1: 0; 2008 Qtr 2: 0; 2008 Qtr 3: 0; 2008 Qtr 4: 4 | 4
0 | 267029-Commercial HVAC Diagnostic/Tune-up Com All CZ07 VintAll | 0 | 7 | Commercial | 01-ALC-AllCommercial-Cooling | 0 |  |  |  |  | 67.6133 | 67.6133 | 0 | 0 | 0 | 0 | 35.68 |  | kWh | 0.04 | 0 | Commercial |  | Annual | [5 empty] | 10 | 1 |  |  |  | 1 | 0 | 0 | 2.68 | 0 | 0 | 0 | 0 | 0 | 0 | 0 | 0 | 2006 Qtr 1: 0; 2006 Qtr 2: 0; 2006 Qtr 3: 0; 2006 Qtr 4: 0; 2007 Qtr 1: 0; 2007 Qtr 2: 0; 2007 Qtr 3: 0; 2007 Qtr 4: 0; 2008 Qtr 1: 0; 2008 Qtr 2: 0; 2008 Qtr 3: 0; 2008 Qtr 4: 2.68 | 2.68
0 | 267044-Commercial Condensor Coil Cleaning (all units - savings at 50% of DEER) Com All CZ07 VintAll | 0 | 7 | Commercial | 01-ALC-AllCommercial-Cooling | 0 |  |  |  |  | 10 | 10 | 0 | 0 | 0 | 0 | 60 |  | kWh | 0.047 | 0 | Commercial |  | Annual | [5 empty] | 3 | 1 |  |  |  | 1 | 0 | 0 | 4 | 0 | 0 | 0 | 0 | 0 | 0 | 0 | 0 | 2006 Qtr 1: 0; 2006 Qtr 2: 0; 2006 Qtr 3: 0; 2006 Qtr 4: 0; 2007 Qtr 1: 0; 2007 Qtr 2: 0; 2007 Qtr 3: 0; 2007 Qtr 4: 0; 2008 Qtr 1: 0; 2008 Qtr 2: 0; 2008 Qtr 3: 0; 2008 Qtr 4: 4 | 4
0 | 267029-Commercial HVAC Diagnostic/Tune-up Com All CZ07 VintAll | 0 | 7 | Commercial | 01-ALC-AllCommercial-Cooling | 0 |  |  |  |  | 67.6133 | 67.6133 | 0 | 0 | 0 | 0 | 35.68 |  | kWh | 0.04 | 0 | Commercial |  | Annual | [5 empty] | 10 | 1 |  |  |  | 1 | 0 | 0 | 2.68 | 0 | 0 | 0 | 0 | 0 | 0 | 0 | 0 | 2006 Qtr 1: 0; 2006 Qtr 2: 0; 2006 Qtr 3: 0; 2006 Qtr 4: 0; 2007 Qtr 1: 0; 2007 Qtr 2: 0; 2007 Qtr 3: 0; 2007 Qtr 4: 0; 2008 Qtr 1: 0; 2008 Qtr 2: 0; 2008 Qtr 3: 0; 2008 Qtr 4: 2.68 | 2.68
0 | 267044-Commercial Condensor Coil Cleaning (all units - savings at 50% of DEER) Com All CZ07 VintAll | 0 | 7 | Commercial | 01-ALC-AllCommercial-Cooling | 0 |  |  |  |  | 10 | 10 | 0 | 0 | 0 | 0 | 60 |  | kWh | 0.047 | 0 | Commercial |  | Annual | [5 empty] | 3 | 1 |  |  |  | 1 | 0 | 0 | 4 | 0 | 0 | 0 | 0 | 0 | 0 | 0 | 0 | 2006 Qtr 1: 0; 2006 Qtr 2: 0; 2006 Qtr 3: 0; 2006 Qtr 4: 0; 2007 Qtr 1: 0; 2007 Qtr 2: 0; 2007 Qtr 3: 0; 2007 Qtr 4: 0; 2008 Qtr 1: 0; 2008 Qtr 2: 0; 2008 Qtr 3: 0; 2008 Qtr 4: 4 | 4
0 | 267029-Commercial HVAC Diagnostic/Tune-up Com All CZ07 VintAll | 0 | 7 | Commercial | 01-ALC-AllCommercial-Cooling | 0 |  |  |  |  | 67.6133 | 67.6133 | 0 | 0 | 0 | 0 | 35.68 |  | kWh | 0.04 | 0 | Commercial |  | Annual | [5 empty] | 10 | 1 |  |  |  | 1 | 0 | 0 | 2.68 | 0 | 0 | 0 | 0 | 0 | 0 | 0 | 0 | 2006 Qtr 1: 0; 2006 Qtr 2: 0; 2006 Qtr 3: 0; 2006 Qtr 4: 0; 2007 Qtr 1: 0; 2007 Qtr 2: 0; 2007 Qtr 3: 0; 2007 Qtr 4: 0; 2008 Qtr 1: 0; 2008 Qtr 2: 0; 2008 Qtr 3: 0; 2008 Qtr 4: 2.68 | 2.68
0 | 267044-Commercial Condensor Coil Cleaning (all units - savings at 50% of DEER) Com All CZ07 VintAll | 0 | 7 | Commercial | 01-ALC-AllCommercial-Cooling | 0 |  |  |  |  | 10 | 10 | 0 | 0 | 0 | 0 | 60 |  | kWh | 0.047 | 0 | Commercial |  | Annual | [5 empty] | 3 | 1 |  |  |  | 1 | 0 | 0 | 4 | 0 | 0 | 0 | 0 | 0 | 0 | 0 | 0 | 2006 Qtr 1: 0; 2006 Qtr 2: 0; 2006 Qtr 3: 0; 2006 Qtr 4: 0; 2007 Qtr 1: 0; 2007 Qtr 2: 0; 2007 Qtr 3: 0; 2007 Qtr 4: 0; 2008 Qtr 1: 0; 2008 Qtr 2: 0; 2008 Qtr 3: 0; 2008 Qtr 4: 4 | 4
0 | 267029-Commercial HVAC Diagnostic/Tune-up Com All CZ07 VintAll | 0 | 7 | Commercial | 01-ALC-AllCommercial-Cooling | 0 |  |  |  |  | 67.6133 | 67.6133 | 0 | 0 | 0 | 0 | 35.68 |  | kWh | 0.04 | 0 | Commercial |  | Annual | [5 empty] | 10 | 1 |  |  |  | 1 | 0 | 0 | 2.68 | 0 | 0 | 0 | 0 | 0 | 0 | 0 | 0 | 2006 Qtr 1: 0; 2006 Qtr 2: 0; 2006 Qtr 3: 0; 2006 Qtr 4: 0; 2007 Qtr 1: 0; 2007 Qtr 2: 0; 2007 Qtr 3: 0; 2007 Qtr 4: 0; 2008 Qtr 1: 0; 2008 Qtr 2: 0; 2008 Qtr 3: 0; 2008 Qtr 4: 2.68 | 2.68
0 | 267044-Commercial Condensor Coil Cleaning (all units - savings at 50% of DEER) Com All CZ07 VintAll | 0 | 7 | Commercial | 01-ALC-AllCommercial-Cooling | 0 |  |  |  |  | 10 | 10 | 0 | 0 | 0 | 0 | 60 |  | kWh | 0.047 | 0 | Commercial |  | Annual | [5 empty] | 3 | 1 |  |  |  | 1 | 0 | 0 | 4 | 0 | 0 | 0 | 0 | 0 | 0 | 0 | 0 | 2006 Qtr 1: 0; 2006 Qtr 2: 0; 2006 Qtr 3: 0; 2006 Qtr 4: 0; 2007 Qtr 1: 0; 2007 Qtr 2: 0; 2007 Qtr 3: 0; 2007 Qtr 4: 0; 2008 Qtr 1: 0; 2008 Qtr 2: 0; 2008 Qtr 3: 0; 2008 Qtr 4: 4 | 4
0 | 267029-Commercial HVAC Diagnostic/Tune-up Com All CZ07 VintAll | 0 | 7 | Commercial | 01-ALC-AllCommercial-Cooling | 0 |  |  |  |  | 67.6133 | 67.6133 | 0 | 0 | 0 | 0 | 35.68 |  | kWh | 0.04 | 0 | Commercial |  | Annual | [5 empty] | 10 | 1 |  |  |  | 1 | 0 | 0 | 2.68 | 0 | 0 | 0 | 0 | 0 | 0 | 0 | 0 | 2006 Qtr 1: 0; 2006 Qtr 2: 0; 2006 Qtr 3: 0; 2006 Qtr 4: 0; 2007 Qtr 1: 0; 2007 Qtr 2: 0; 2007 Qtr 3: 0; 2007 Qtr 4: 0; 2008 Qtr 1: 0; 2008 Qtr 2: 0; 2008 Qtr 3: 0; 2008 Qtr 4: 2.68 | 2.68
0 | 267044-Commercial Condensor Coil Cleaning (all units - savings at 50% of DEER) Com All CZ07 VintAll | 0 | 7 | Commercial | 01-ALC-AllCommercial-Cooling | 0 |  |  |  |  | 10 | 10 | 0 | 0 | 0 | 0 | 60 |  | kWh | 0.047 | 0 | Commercial |  | Annual | [5 empty] | 3 | 1 |  |  |  | 1 | 0 | 0 | 4 | 0 | 0 | 0 | 0 | 0 | 0 | 0 | 0 | 2006 Qtr 1: 0; 2006 Qtr 2: 0; 2006 Qtr 3: 0; 2006 Qtr 4: 0; 2007 Qtr 1: 0; 2007 Qtr 2: 0; 2007 Qtr 3: 0; 2007 Qtr 4: 0; 2008 Qtr 1: 0; 2008 Qtr 2: 0; 2008 Qtr 3: 0; 2008 Qtr 4: 4 | 4
0 | 267029-Commercial HVAC Diagnostic/Tune-up Com All CZ07 VintAll | 0 | 7 | Commercial | 01-ALC-AllCommercial-Cooling | 0 |  |  |  |  | 67.6133 | 67.6133 | 0 | 0 | 0 | 0 | 35.68 |  | kWh | 0.04 | 0 | Commercial |  | Annual | [5 empty] | 10 | 1 |  |  |  | 1 | 0 | 0 | 2.68 | 0 | 0 | 0 | 0 | 0 | 0 | 0 | 0 | 2006 Qtr 1: 0; 2006 Qtr 2: 0; 2006 Qtr 3: 0; 2006 Qtr 4: 0; 2007 Qtr 1: 0; 2007 Qtr 2: 0; 2007 Qtr 3: 0; 2007 Qtr 4: 0; 2008 Qtr 1: 0; 2008 Qtr 2: 0; 2008 Qtr 3: 0; 2008 Qtr 4: 2.68 | 2.68
0 | 267044-Commercial Condensor Coil Cleaning (all units - savings at 50% of DEER) Com All CZ07 VintAll | 0 | 7 | Commercial | 01-ALC-AllCommercial-Cooling | 0 |  |  |  |  | 10 | 10 | 0 | 0 | 0 | 0 | 60 |  | kWh | 0.047 | 0 | Commercial |  | Annual | [5 empty] | 3 | 1 |  |  |  | 1 | 0 | 0 | 4 | 0 | 0 | 0 | 0 | 0 | 0 | 0 | 0 | 2006 Qtr 1: 0; 2006 Qtr 2: 0; 2006 Qtr 3: 0; 2006 Qtr 4: 0; 2007 Qtr 1: 0; 2007 Qtr 2: 0; 2007 Qtr 3: 0; 2007 Qtr 4: 0; 2008 Qtr 1: 0; 2008 Qtr 2: 0; 2008 Qtr 3: 0; 2008 Qtr 4: 4 | 4
0 | 267029-Commercial HVAC Diagnostic/Tune-up Com All CZ07 VintAll | 0 | 7 | Commercial | 01-ALC-AllCommercial-Cooling | 0 |  |  |  |  | 67.6133 | 67.6133 | 0 | 0 | 0 | 0 | 35.68 |  | kWh | 0.04 | 0 | Commercial |  | Annual | [5 empty] | 10 | 1 |  |  |  | 1 | 0 | 0 | 2.68 | 0 | 0 | 0 | 0 | 0 | 0 | 0 | 0 | 2006 Qtr 1: 0; 2006 Qtr 2: 0; 2006 Qtr 3: 0; 2006 Qtr 4: 0; 2007 Qtr 1: 0; 2007 Qtr 2: 0; 2007 Qtr 3: 0; 2007 Qtr 4: 0; 2008 Qtr 1: 0; 2008 Qtr 2: 0; 2008 Qtr 3: 0; 2008 Qtr 4: 2.68 | 2.68
0 | 267044-Commercial Condensor Coil Cleaning (all units - savings at 50% of DEER) Com All CZ07 VintAll | 0 | 7 | Commercial | 01-ALC-AllCommercial-Cooling | 0 |  |  |  |  | 10 | 10 | 0 | 0 | 0 | 0 | 60 |  | kWh | 0.047 | 0 | Commercial |  | Annual | [5 empty] | 3 | 1 |  |  |  | 1 | 0 | 0 | 4 | 0 | 0 | 0 | 0 | 0 | 0 | 0 | 0 | 2006 Qtr 1: 0; 2006 Qtr 2: 0; 2006 Qtr 3: 0; 2006 Qtr 4: 0; 2007 Qtr 1: 0; 2007 Qtr 2: 0; 2007 Qtr 3: 0; 2007 Qtr 4: 0; 2008 Qtr 1: 0; 2008 Qtr 2: 0; 2008 Qtr 3: 0; 2008 Qtr 4: 4 | 4
0 | 267029-Commercial HVAC Diagnostic/Tune-up Com All CZ07 VintAll | 0 | 7 | Commercial | 01-ALC-AllCommercial-Cooling | 0 |  |  |  |  | 67.6133 | 67.6133 | 0 | 0 | 0 | 0 | 35.68 |  | kWh | 0.04 | 0 | Commercial |  | Annual | [5 empty] | 10 | 1 |  |  |  | 1 | 0 | 0 | 2.68 | 0 | 0 | 0 | 0 | 0 | 0 | 0 | 0 | 2006 Qtr 1: 0; 2006 Qtr 2: 0; 2006 Qtr 3: 0; 2006 Qtr 4: 0; 2007 Qtr 1: 0; 2007 Qtr 2: 0; 2007 Qtr 3: 0; 2007 Qtr 4: 0; 2008 Qtr 1: 0; 2008 Qtr 2: 0; 2008 Qtr 3: 0; 2008 Qtr 4: 2.68 | 2.68
0 | 267044-Commercial Condensor Coil Cleaning (all units - savings at 50% of DEER) Com All CZ07 VintAll | 0 | 7 | Commercial | 01-ALC-AllCommercial-Cooling | 0 |  |  |  |  | 10 | 10 | 0 | 0 | 0 | 0 | 60 |  | kWh | 0.047 | 0 | Commercial |  | Annual | [5 empty] | 3 | 1 |  |  |  | 1 | 0 | 0 | 4 | 0 | 0 | 0 | 0 | 0 | 0 | 0 | 0 | 2006 Qtr 1: 0; 2006 Qtr 2: 0; 2006 Qtr 3: 0; 2006 Qtr 4: 0; 2007 Qtr 1: 0; 2007 Qtr 2: 0; 2007 Qtr 3: 0; 2007 Qtr 4: 0; 2008 Qtr 1: 0; 2008 Qtr 2: 0; 2008 Qtr 3: 0; 2008 Qtr 4: 4 | 4
0 | 267029-Commercial HVAC Diagnostic/Tune-up Com All CZ07 VintAll | 0 | 7 | Commercial | 01-ALC-AllCommercial-Cooling | 0 |  |  |  |  | 67.6133 | 67.6133 | 0 | 0 | 0 | 0 | 35.68 |  | kWh | 0.04 | 0 | Commercial |  | Annual | [5 empty] | 10 | 1 |  |  |  | 1 | 0 | 0 | 2.68 | 0 | 0 | 0 | 0 | 0 | 0 | 0 | 0 | 2006 Qtr 1: 0; 2006 Qtr 2: 0; 2006 Qtr 3: 0; 2006 Qtr 4: 0; 2007 Qtr 1: 0; 2007 Qtr 2: 0; 2007 Qtr 3: 0; 2007 Qtr 4: 0; 2008 Qtr 1: 0; 2008 Qtr 2: 0; 2008 Qtr 3: 0; 2008 Qtr 4: 2.68 | 2.68
0 | 267044-Commercial Condensor Coil Cleaning (all units - savings at 50% of DEER) Com All CZ07 VintAll | 0 | 7 | Commercial | 01-ALC-AllCommercial-Cooling | 0 |  |  |  |  | 10 | 10 | 0 | 0 | 0 | 0 | 60 |  | kWh | 0.047 | 0 | Commercial |  | Annual | [5 empty] | 3 | 1 |  |  |  | 1 | 0 | 0 | 4 | 0 | 0 | 0 | 0 | 0 | 0 | 0 | 0 | 2006 Qtr 1: 0; 2006 Qtr 2: 0; 2006 Qtr 3: 0; 2006 Qtr 4: 0; 2007 Qtr 1: 0; 2007 Qtr 2: 0; 2007 Qtr 3: 0; 2007 Qtr 4: 0; 2008 Qtr 1: 0; 2008 Qtr 2: 0; 2008 Qtr 3: 0; 2008 Qtr 4: 4 | 4
0 | 267029-Commercial HVAC Diagnostic/Tune-up Com All CZ07 VintAll | 0 | 7 | Commercial | 01-ALC-AllCommercial-Cooling | 0 |  |  |  |  | 67.6133 | 67.6133 | 0 | 0 | 0 | 0 | 35.68 |  | kWh | 0.04 | 0 | Commercial |  | Annual | [5 empty] | 10 | 1 |  |  |  | 1 | 0 | 0 | 2.68 | 0 | 0 | 0 | 0 | 0 | 0 | 0 | 0 | 2006 Qtr 1: 0; 2006 Qtr 2: 0; 2006 Qtr 3: 0; 2006 Qtr 4: 0; 2007 Qtr 1: 0; 2007 Qtr 2: 0; 2007 Qtr 3: 0; 2007 Qtr 4: 0; 2008 Qtr 1: 0; 2008 Qtr 2: 0; 2008 Qtr 3: 0; 2008 Qtr 4: 2.68 | 2.68
0 | 267044-Commercial Condensor Coil Cleaning (all units - savings at 50% of DEER) Com All CZ07 VintAll | 0 | 7 | Commercial | 01-ALC-AllCommercial-Cooling | 0 |  |  |  |  | 10 | 10 | 0 | 0 | 0 | 0 | 60 |  | kWh | 0.047 | 0 | Commercial |  | Annual | [5 empty] | 3 | 1 |  |  |  | 1 | 0 | 0 | 4 | 0 | 0 | 0 | 0 | 0 | 0 | 0 | 0 | 2006 Qtr 1: 0; 2006 Qtr 2: 0; 2006 Qtr 3: 0; 2006 Qtr 4: 0; 2007 Qtr 1: 0; 2007 Qtr 2: 0; 2007 Qtr 3: 0; 2007 Qtr 4: 0; 2008 Qtr 1: 0; 2008 Qtr 2: 0; 2008 Qtr 3: 0; 2008 Qtr 4: 4 | 4
0 | 267029-Commercial HVAC Diagnostic/Tune-up Com All CZ07 VintAll | 0 | 7 | Commercial | 01-ALC-AllCommercial-Cooling | 0 |  |  |  |  | 67.6133 | 67.6133 | 0 | 0 | 0 | 0 | 35.68 |  | kWh | 0.04 | 0 | Commercial |  | Annual | [5 empty] | 10 | 1 |  |  |  | 1 | 0 | 0 | 2.68 | 0 | 0 | 0 | 0 | 0 | 0 | 0 | 0 | 2006 Qtr 1: 0; 2006 Qtr 2: 0; 2006 Qtr 3: 0; 2006 Qtr 4: 0; 2007 Qtr 1: 0; 2007 Qtr 2: 0; 2007 Qtr 3: 0; 2007 Qtr 4: 0; 2008 Qtr 1: 0; 2008 Qtr 2: 0; 2008 Qtr 3: 0; 2008 Qtr 4: 2.68 | 2.68
0 | 267044-Commercial Condensor Coil Cleaning (all units - savings at 50% of DEER) Com All CZ07 VintAll | 0 | 7 | Commercial | 01-ALC-AllCommercial-Cooling | 0 |  |  |  |  | 10 | 10 | 0 | 0 | 0 | 0 | 60 |  | kWh | 0.047 | 0 | Commercial |  | Annual | [5 empty] | 3 | 1 |  |  |  | 1 | 0 | 0 | 4 | 0 | 0 | 0 | 0 | 0 | 0 | 0 | 0 | 2006 Qtr 1: 0; 2006 Qtr 2: 0; 2006 Qtr 3: 0; 2006 Qtr 4: 0; 2007 Qtr 1: 0; 2007 Qtr 2: 0; 2007 Qtr 3: 0; 2007 Qtr 4: 0; 2008 Qtr 1: 0; 2008 Qtr 2: 0; 2008 Qtr 3: 0; 2008 Qtr 4: 4 | 4
0 | 267029-Commercial HVAC Diagnostic/Tune-up Com All CZ07 VintAll | 0 | 7 | Commercial | 01-ALC-AllCommercial-Cooling | 0 |  |  |  |  | 67.6133 | 67.6133 | 0 | 0 | 0 | 0 | 35.68 |  | kWh | 0.04 | 0 | Commercial |  | Annual | [5 empty] | 10 | 1 |  |  |  | 1 | 0 | 0 | 2.68 | 0 | 0 | 0 | 0 | 0 | 0 | 0 | 0 | 2006 Qtr 1: 0; 2006 Qtr 2: 0; 2006 Qtr 3: 0; 2006 Qtr 4: 0; 2007 Qtr 1: 0; 2007 Qtr 2: 0; 2007 Qtr 3: 0; 2007 Qtr 4: 0; 2008 Qtr 1: 0; 2008 Qtr 2: 0; 2008 Qtr 3: 0; 2008 Qtr 4: 2.68 | 2.68
0 | 267044-Commercial Condensor Coil Cleaning (all units - savings at 50% of DEER) Com All CZ07 VintAll | 0 | 7 | Commercial | 01-ALC-AllCommercial-Cooling | 0 |  |  |  |  | 10 | 10 | 0 | 0 | 0 | 0 | 60 |  | kWh | 0.047 | 0 | Commercial |  | Annual | [5 empty] | 3 | 1 |  |  |  | 1 | 0 | 0 | 4 | 0 | 0 | 0 | 0 | 0 | 0 | 0 | 0 | 2006 Qtr 1: 0; 2006 Qtr 2: 0; 2006 Qtr 3: 0; 2006 Qtr 4: 0; 2007 Qtr 1: 0; 2007 Qtr 2: 0; 2007 Qtr 3: 0; 2007 Qtr 4: 0; 2008 Qtr 1: 0; 2008 Qtr 2: 0; 2008 Qtr 3: 0; 2008 Qtr 4: 4 | 4
0 | 267029-Commercial HVAC Diagnostic/Tune-up Com All CZ07 VintAll | 0 | 7 | Commercial | 01-ALC-AllCommercial-Cooling | 0 |  |  |  |  | 67.6133 | 67.6133 | 0 | 0 | 0 | 0 | 35.68 |  | kWh | 0.04 | 0 | Commercial |  | Annual | [5 empty] | 10 | 1 |  |  |  | 1 | 0 | 0 | 2.68 | 0 | 0 | 0 | 0 | 0 | 0 | 0 | 0 | 2006 Qtr 1: 0; 2006 Qtr 2: 0; 2006 Qtr 3: 0; 2006 Qtr 4: 0; 2007 Qtr 1: 0; 2007 Qtr 2: 0; 2007 Qtr 3: 0; 2007 Qtr 4: 0; 2008 Qtr 1: 0; 2008 Qtr 2: 0; 2008 Qtr 3: 0; 2008 Qtr 4: 2.68 | 2.68
0 | 267044-Commercial Condensor Coil Cleaning (all units - savings at 50% of DEER) Com All CZ07 VintAll | 0 | 7 | Commercial | 01-ALC-AllCommercial-Cooling | 0 |  |  |  |  | 10 | 10 | 0 | 0 | 0 | 0 | 60 |  | kWh | 0.047 | 0 | Commercial |  | Annual | [5 empty] | 3 | 1 |  |  |  | 1 | 0 | 0 | 4 | 0 | 0 | 0 | 0 | 0 | 0 | 0 | 0 | 2006 Qtr 1: 0; 2006 Qtr 2: 0; 2006 Qtr 3: 0; 2006 Qtr 4: 0; 2007 Qtr 1: 0; 2007 Qtr 2: 0; 2007 Qtr 3: 0; 2007 Qtr 4: 0; 2008 Qtr 1: 0; 2008 Qtr 2: 0; 2008 Qtr 3: 0; 2008 Qtr 4: 4 | 4
0 | 267030-Commercial HVAC Diagnostic/Tune-up Com All CZ10 VintAll | 0 | 7 | Commercial | 01-ALC-AllCommercial-Cooling | 0 |  |  |  |  | 67.6133 | 67.6133 | 0 | 0 | 0 | 0 | 35.68 |  | kWh | 0.04 | 0 | Commercial |  | Annual | [5 empty] | 10 | 1 |  |  |  | 1 | 0 | 0 | 2.68 | 0 | 0 | 0 | 0 | 0 | 0 | 0 | 0 | 2006 Qtr 1: 0; 2006 Qtr 2: 0; 2006 Qtr 3: 0; 2006 Qtr 4: 0; 2007 Qtr 1: 0; 2007 Qtr 2: 0; 2007 Qtr 3: 0; 2007 Qtr 4: 0; 2008 Qtr 1: 0; 2008 Qtr 2: 0; 2008 Qtr 3: 0; 2008 Qtr 4: 2.68 | 2.68
0 | 267045-Commercial Condensor Coil Cleaning (all units - savings at 50% of DEER) Com All CZ10 VintAll | 0 | 7 | Commercial | 01-ALC-AllCommercial-Cooling | 0 |  |  |  |  | 10 | 10 | 0 | 0 | 0 | 0 | 74 |  | kWh | 0.0665 | 0 | Commercial |  | Annual | [5 empty] | 3 | 1 |  |  |  | 1 | 0 | 0 | 4 | 0 | 0 | 0 | 0 | 0 | 0 | 0 | 0 | 2006 Qtr 1: 0; 2006 Qtr 2: 0; 2006 Qtr 3: 0; 2006 Qtr 4: 0; 2007 Qtr 1: 0; 2007 Qtr 2: 0; 2007 Qtr 3: 0; 2007 Qtr 4: 0; 2008 Qtr 1: 0; 2008 Qtr 2: 0; 2008 Qtr 3: 0; 2008 Qtr 4: 4 | 4
0 | 267030-Commercial HVAC Diagnostic/Tune-up Com All CZ10 VintAll | 0 | 7 | Commercial | 01-ALC-AllCommercial-Cooling | 0 |  |  |  |  | 67.6133 | 67.6133 | 0 | 0 | 0 | 0 | 35.68 |  | kWh | 0.04 | 0 | Commercial |  | Annual | [5 empty] | 10 | 1 |  |  |  | 1 | 0 | 0 | 2.68 | 0 | 0 | 0 | 0 | 0 | 0 | 0 | 0 | 2006 Qtr 1: 0; 2006 Qtr 2: 0; 2006 Qtr 3: 0; 2006 Qtr 4: 0; 2007 Qtr 1: 0; 2007 Qtr 2: 0; 2007 Qtr 3: 0; 2007 Qtr 4: 0; 2008 Qtr 1: 0; 2008 Qtr 2: 0; 2008 Qtr 3: 0; 2008 Qtr 4: 2.68 | 2.68
0 | 267045-Commercial Condensor Coil Cleaning (all units - savings at 50% of DEER) Com All CZ10 VintAll | 0 | 7 | Commercial | 01-ALC-AllCommercial-Cooling | 0 |  |  |  |  | 10 | 10 | 0 | 0 | 0 | 0 | 74 |  | kWh | 0.0665 | 0 | Commercial |  | Annual | [5 empty] | 3 | 1 |  |  |  | 1 | 0 | 0 | 4 | 0 | 0 | 0 | 0 | 0 | 0 | 0 | 0 | 2006 Qtr 1: 0; 2006 Qtr 2: 0; 2006 Qtr 3: 0; 2006 Qtr 4: 0; 2007 Qtr 1: 0; 2007 Qtr 2: 0; 2007 Qtr 3: 0; 2007 Qtr 4: 0; 2008 Qtr 1: 0; 2008 Qtr 2: 0; 2008 Qtr 3: 0; 2008 Qtr 4: 4 | 4
0 | 267030-Commercial HVAC Diagnostic/Tune-up Com All CZ10 VintAll | 0 | 7 | Commercial | 01-ALC-AllCommercial-Cooling | 0 |  |  |  |  | 67.6133 | 67.6133 | 0 | 0 | 0 | 0 | 35.68 |  | kWh | 0.04 | 0 | Commercial |  | Annual | [5 empty] | 10 | 1 |  |  |  | 1 | 0 | 0 | 2.68 | 0 | 0 | 0 | 0 | 0 | 0 | 0 | 0 | 2006 Qtr 1: 0; 2006 Qtr 2: 0; 2006 Qtr 3: 0; 2006 Qtr 4: 0; 2007 Qtr 1: 0; 2007 Qtr 2: 0; 2007 Qtr 3: 0; 2007 Qtr 4: 0; 2008 Qtr 1: 0; 2008 Qtr 2: 0; 2008 Qtr 3: 0; 2008 Qtr 4: 2.68 | 2.68
0 | 267045-Commercial Condensor Coil Cleaning (all units - savings at 50% of DEER) Com All CZ10 VintAll | 0 | 7 | Commercial | 01-ALC-AllCommercial-Cooling | 0 |  |  |  |  | 10 | 10 | 0 | 0 | 0 | 0 | 74 |  | kWh | 0.0665 | 0 | Commercial |  | Annual | [5 empty] | 3 | 1 |  |  |  | 1 | 0 | 0 | 4 | 0 | 0 | 0 | 0 | 0 | 0 | 0 | 0 | 2006 Qtr 1: 0; 2006 Qtr 2: 0; 2006 Qtr 3: 0; 2006 Qtr 4: 0; 2007 Qtr 1: 0; 2007 Qtr 2: 0; 2007 Qtr 3: 0; 2007 Qtr 4: 0; 2008 Qtr 1: 0; 2008 Qtr 2: 0; 2008 Qtr 3: 0; 2008 Qtr 4: 4 | 4
0 | 267030-Commercial HVAC Diagnostic/Tune-up Com All CZ10 VintAll | 0 | 7 | Commercial | 01-ALC-AllCommercial-Cooling | 0 |  |  |  |  | 67.6133 | 67.6133 | 0 | 0 | 0 | 0 | 35.68 |  | kWh | 0.04 | 0 | Commercial |  | Annual | [5 empty] | 10 | 1 |  |  |  | 1 | 0 | 0 | 2.68 | 0 | 0 | 0 | 0 | 0 | 0 | 0 | 0 | 2006 Qtr 1: 0; 2006 Qtr 2: 0; 2006 Qtr 3: 0; 2006 Qtr 4: 0; 2007 Qtr 1: 0; 2007 Qtr 2: 0; 2007 Qtr 3: 0; 2007 Qtr 4: 0; 2008 Qtr 1: 0; 2008 Qtr 2: 0; 2008 Qtr 3: 0; 2008 Qtr 4: 2.68 | 2.68
0 | 267045-Commercial Condensor Coil Cleaning (all units - savings at 50% of DEER) Com All CZ10 VintAll | 0 | 7 | Commercial | 01-ALC-AllCommercial-Cooling | 0 |  |  |  |  | 10 | 10 | 0 | 0 | 0 | 0 | 74 |  | kWh | 0.0665 | 0 | Commercial |  | Annual | [5 empty] | 3 | 1 |  |  |  | 1 | 0 | 0 | 4 | 0 | 0 | 0 | 0 | 0 | 0 | 0 | 0 | 2006 Qtr 1: 0; 2006 Qtr 2: 0; 2006 Qtr 3: 0; 2006 Qtr 4: 0; 2007 Qtr 1: 0; 2007 Qtr 2: 0; 2007 Qtr 3: 0; 2007 Qtr 4: 0; 2008 Qtr 1: 0; 2008 Qtr 2: 0; 2008 Qtr 3: 0; 2008 Qtr 4: 4 | 4
0 | 267030-Commercial HVAC Diagnostic/Tune-up Com All CZ10 VintAll | 0 | 7 | Commercial | 01-ALC-AllCommercial-Cooling | 0 |  |  |  |  | 67.6133 | 67.6133 | 0 | 0 | 0 | 0 | 35.68 |  | kWh | 0.04 | 0 | Commercial |  | Annual | [5 empty] | 10 | 1 |  |  |  | 1 | 0 | 0 | 2.68 | 0 | 0 | 0 | 0 | 0 | 0 | 0 | 0 | 2006 Qtr 1: 0; 2006 Qtr 2: 0; 2006 Qtr 3: 0; 2006 Qtr 4: 0; 2007 Qtr 1: 0; 2007 Qtr 2: 0; 2007 Qtr 3: 0; 2007 Qtr 4: 0; 2008 Qtr 1: 0; 2008 Qtr 2: 0; 2008 Qtr 3: 0; 2008 Qtr 4: 2.68 | 2.68
0 | 267045-Commercial Condensor Coil Cleaning (all units - savings at 50% of DEER) Com All CZ10 VintAll | 0 | 7 | Commercial | 01-ALC-AllCommercial-Cooling | 0 |  |  |  |  | 10 | 10 | 0 | 0 | 0 | 0 | 74 |  | kWh | 0.0665 | 0 | Commercial |  | Annual | [5 empty] | 3 | 1 |  |  |  | 1 | 0 | 0 | 4 | 0 | 0 | 0 | 0 | 0 | 0 | 0 | 0 | 2006 Qtr 1: 0; 2006 Qtr 2: 0; 2006 Qtr 3: 0; 2006 Qtr 4: 0; 2007 Qtr 1: 0; 2007 Qtr 2: 0; 2007 Qtr 3: 0; 2007 Qtr 4: 0; 2008 Qtr 1: 0; 2008 Qtr 2: 0; 2008 Qtr 3: 0; 2008 Qtr 4: 4 | 4
0 | 267030-Commercial HVAC Diagnostic/Tune-up Com All CZ10 VintAll | 0 | 7 | Commercial | 01-ALC-AllCommercial-Cooling | 0 |  |  |  |  | 67.6133 | 67.6133 | 0 | 0 | 0 | 0 | 35.68 |  | kWh | 0.04 | 0 | Commercial |  | Annual | [5 empty] | 10 | 1 |  |  |  | 1 | 0 | 0 | 2.68 | 0 | 0 | 0 | 0 | 0 | 0 | 0 | 0 | 2006 Qtr 1: 0; 2006 Qtr 2: 0; 2006 Qtr 3: 0; 2006 Qtr 4: 0; 2007 Qtr 1: 0; 2007 Qtr 2: 0; 2007 Qtr 3: 0; 2007 Qtr 4: 0; 2008 Qtr 1: 0; 2008 Qtr 2: 0; 2008 Qtr 3: 0; 2008 Qtr 4: 2.68 | 2.68
0 | 267045-Commercial Condensor Coil Cleaning (all units - savings at 50% of DEER) Com All CZ10 VintAll | 0 | 7 | Commercial | 01-ALC-AllCommercial-Cooling | 0 |  |  |  |  | 10 | 10 | 0 | 0 | 0 | 0 | 74 |  | kWh | 0.0665 | 0 | Commercial |  | Annual | [5 empty] | 3 | 1 |  |  |  | 1 | 0 | 0 | 4 | 0 | 0 | 0 | 0 | 0 | 0 | 0 | 0 | 2006 Qtr 1: 0; 2006 Qtr 2: 0; 2006 Qtr 3: 0; 2006 Qtr 4: 0; 2007 Qtr 1: 0; 2007 Qtr 2: 0; 2007 Qtr 3: 0; 2007 Qtr 4: 0; 2008 Qtr 1: 0; 2008 Qtr 2: 0; 2008 Qtr 3: 0; 2008 Qtr 4: 4 | 4
0 | 267030-Commercial HVAC Diagnostic/Tune-up Com All CZ10 VintAll | 0 | 7 | Commercial | 01-ALC-AllCommercial-Cooling | 0 |  |  |  |  | 67.6133 | 67.6133 | 0 | 0 | 0 | 0 | 35.68 |  | kWh | 0.04 | 0 | Commercial |  | Annual | [5 empty] | 10 | 1 |  |  |  | 1 | 0 | 0 | 2.68 | 0 | 0 | 0 | 0 | 0 | 0 | 0 | 0 | 2006 Qtr 1: 0; 2006 Qtr 2: 0; 2006 Qtr 3: 0; 2006 Qtr 4: 0; 2007 Qtr 1: 0; 2007 Qtr 2: 0; 2007 Qtr 3: 0; 2007 Qtr 4: 0; 2008 Qtr 1: 0; 2008 Qtr 2: 0; 2008 Qtr 3: 0; 2008 Qtr 4: 2.68 | 2.68
0 | 267045-Commercial Condensor Coil Cleaning (all units - savings at 50% of DEER) Com All CZ10 VintAll | 0 | 7 | Commercial | 01-ALC-AllCommercial-Cooling | 0 |  |  |  |  | 10 | 10 | 0 | 0 | 0 | 0 | 74 |  | kWh | 0.0665 | 0 | Commercial |  | Annual | [5 empty] | 3 | 1 |  |  |  | 1 | 0 | 0 | 4 | 0 | 0 | 0 | 0 | 0 | 0 | 0 | 0 | 2006 Qtr 1: 0; 2006 Qtr 2: 0; 2006 Qtr 3: 0; 2006 Qtr 4: 0; 2007 Qtr 1: 0; 2007 Qtr 2: 0; 2007 Qtr 3: 0; 2007 Qtr 4: 0; 2008 Qtr 1: 0; 2008 Qtr 2: 0; 2008 Qtr 3: 0; 2008 Qtr 4: 4 | 4
0 | 267030-Commercial HVAC Diagnostic/Tune-up Com All CZ10 VintAll | 0 | 7 | Commercial | 01-ALC-AllCommercial-Cooling | 0 |  |  |  |  | 67.6133 | 67.6133 | 0 | 0 | 0 | 0 | 35.68 |  | kWh | 0.04 | 0 | Commercial |  | Annual | [5 empty] | 10 | 1 |  |  |  | 1 | 0 | 0 | 2.68 | 0 | 0 | 0 | 0 | 0 | 0 | 0 | 0 | 2006 Qtr 1: 0; 2006 Qtr 2: 0; 2006 Qtr 3: 0; 2006 Qtr 4: 0; 2007 Qtr 1: 0; 2007 Qtr 2: 0; 2007 Qtr 3: 0; 2007 Qtr 4: 0; 2008 Qtr 1: 0; 2008 Qtr 2: 0; 2008 Qtr 3: 0; 2008 Qtr 4: 2.68 | 2.68
0 | 267045-Commercial Condensor Coil Cleaning (all units - savings at 50% of DEER) Com All CZ10 VintAll | 0 | 7 | Commercial | 01-ALC-AllCommercial-Cooling | 0 |  |  |  |  | 10 | 10 | 0 | 0 | 0 | 0 | 74 |  | kWh | 0.0665 | 0 | Commercial |  | Annual | [5 empty] | 3 | 1 |  |  |  | 1 | 0 | 0 | 4 | 0 | 0 | 0 | 0 | 0 | 0 | 0 | 0 | 2006 Qtr 1: 0; 2006 Qtr 2: 0; 2006 Qtr 3: 0; 2006 Qtr 4: 0; 2007 Qtr 1: 0; 2007 Qtr 2: 0; 2007 Qtr 3: 0; 2007 Qtr 4: 0; 2008 Qtr 1: 0; 2008 Qtr 2: 0; 2008 Qtr 3: 0; 2008 Qtr 4: 4 | 4
0 | 267030-Commercial HVAC Diagnostic/Tune-up Com All CZ10 VintAll | 0 | 7 | Commercial | 01-ALC-AllCommercial-Cooling | 0 |  |  |  |  | 67.6133 | 67.6133 | 0 | 0 | 0 | 0 | 35.68 |  | kWh | 0.04 | 0 | Commercial |  | Annual | [5 empty] | 10 | 1 |  |  |  | 1 | 0 | 0 | 2.68 | 0 | 0 | 0 | 0 | 0 | 0 | 0 | 0 | 2006 Qtr 1: 0; 2006 Qtr 2: 0; 2006 Qtr 3: 0; 2006 Qtr 4: 0; 2007 Qtr 1: 0; 2007 Qtr 2: 0; 2007 Qtr 3: 0; 2007 Qtr 4: 0; 2008 Qtr 1: 0; 2008 Qtr 2: 0; 2008 Qtr 3: 0; 2008 Qtr 4: 2.68 | 2.68
0 | 267045-Commercial Condensor Coil Cleaning (all units - savings at 50% of DEER) Com All CZ10 VintAll | 0 | 7 | Commercial | 01-ALC-AllCommercial-Cooling | 0 |  |  |  |  | 10 | 10 | 0 | 0 | 0 | 0 | 74 |  | kWh | 0.0665 | 0 | Commercial |  | Annual | [5 empty] | 3 | 1 |  |  |  | 1 | 0 | 0 | 4 | 0 | 0 | 0 | 0 | 0 | 0 | 0 | 0 | 2006 Qtr 1: 0; 2006 Qtr 2: 0; 2006 Qtr 3: 0; 2006 Qtr 4: 0; 2007 Qtr 1: 0; 2007 Qtr 2: 0; 2007 Qtr 3: 0; 2007 Qtr 4: 0; 2008 Qtr 1: 0; 2008 Qtr 2: 0; 2008 Qtr 3: 0; 2008 Qtr 4: 4 | 4
0 | 267030-Commercial HVAC Diagnostic/Tune-up Com All CZ10 VintAll | 0 | 7 | Commercial | 01-ALC-AllCommercial-Cooling | 0 |  |  |  |  | 67.6133 | 67.6133 | 0 | 0 | 0 | 0 | 35.68 |  | kWh | 0.04 | 0 | Commercial |  | Annual | [5 empty] | 10 | 1 |  |  |  | 1 | 0 | 0 | 2.68 | 0 | 0 | 0 | 0 | 0 | 0 | 0 | 0 | 2006 Qtr 1: 0; 2006 Qtr 2: 0; 2006 Qtr 3: 0; 2006 Qtr 4: 0; 2007 Qtr 1: 0; 2007 Qtr 2: 0; 2007 Qtr 3: 0; 2007 Qtr 4: 0; 2008 Qtr 1: 0; 2008 Qtr 2: 0; 2008 Qtr 3: 0; 2008 Qtr 4: 2.68 | 2.68
0 | 267045-Commercial Condensor Coil Cleaning (all units - savings at 50% of DEER) Com All CZ10 VintAll | 0 | 7 | Commercial | 01-ALC-AllCommercial-Cooling | 0 |  |  |  |  | 10 | 10 | 0 | 0 | 0 | 0 | 74 |  | kWh | 0.0665 | 0 | Commercial |  | Annual | [5 empty] | 3 | 1 |  |  |  | 1 | 0 | 0 | 4 | 0 | 0 | 0 | 0 | 0 | 0 | 0 | 0 | 2006 Qtr 1: 0; 2006 Qtr 2: 0; 2006 Qtr 3: 0; 2006 Qtr 4: 0; 2007 Qtr 1: 0; 2007 Qtr 2: 0; 2007 Qtr 3: 0; 2007 Qtr 4: 0; 2008 Qtr 1: 0; 2008 Qtr 2: 0; 2008 Qtr 3: 0; 2008 Qtr 4: 4 | 4
0 | 267030-Commercial HVAC Diagnostic/Tune-up Com All CZ10 VintAll | 0 | 7 | Commercial | 01-ALC-AllCommercial-Cooling | 0 |  |  |  |  | 67.6133 | 67.6133 | 0 | 0 | 0 | 0 | 35.68 |  | kWh | 0.04 | 0 | Commercial |  | Annual | [5 empty] | 10 | 1 |  |  |  | 1 | 0 | 0 | 2.68 | 0 | 0 | 0 | 0 | 0 | 0 | 0 | 0 | 2006 Qtr 1: 0; 2006 Qtr 2: 0; 2006 Qtr 3: 0; 2006 Qtr 4: 0; 2007 Qtr 1: 0; 2007 Qtr 2: 0; 2007 Qtr 3: 0; 2007 Qtr 4: 0; 2008 Qtr 1: 0; 2008 Qtr 2: 0; 2008 Qtr 3: 0; 2008 Qtr 4: 2.68 | 2.68
0 | 267045-Commercial Condensor Coil Cleaning (all units - savings at 50% of DEER) Com All CZ10 VintAll | 0 | 7 | Commercial | 01-ALC-AllCommercial-Cooling | 0 |  |  |  |  | 10 | 10 | 0 | 0 | 0 | 0 | 74 |  | kWh | 0.0665 | 0 | Commercial |  | Annual | [5 empty] | 3 | 1 |  |  |  | 1 | 0 | 0 | 4 | 0 | 0 | 0 | 0 | 0 | 0 | 0 | 0 | 2006 Qtr 1: 0; 2006 Qtr 2: 0; 2006 Qtr 3: 0; 2006 Qtr 4: 0; 2007 Qtr 1: 0; 2007 Qtr 2: 0; 2007 Qtr 3: 0; 2007 Qtr 4: 0; 2008 Qtr 1: 0; 2008 Qtr 2: 0; 2008 Qtr 3: 0; 2008 Qtr 4: 4 | 4
0 | 267030-Commercial HVAC Diagnostic/Tune-up Com All CZ10 VintAll | 0 | 7 | Commercial | 01-ALC-AllCommercial-Cooling | 0 |  |  |  |  | 67.6133 | 67.6133 | 0 | 0 | 0 | 0 | 35.68 |  | kWh | 0.04 | 0 | Commercial |  | Annual | [5 empty] | 10 | 1 |  |  |  | 1 | 0 | 0 | 2.68 | 0 | 0 | 0 | 0 | 0 | 0 | 0 | 0 | 2006 Qtr 1: 0; 2006 Qtr 2: 0; 2006 Qtr 3: 0; 2006 Qtr 4: 0; 2007 Qtr 1: 0; 2007 Qtr 2: 0; 2007 Qtr 3: 0; 2007 Qtr 4: 0; 2008 Qtr 1: 0; 2008 Qtr 2: 0; 2008 Qtr 3: 0; 2008 Qtr 4: 2.68 | 2.68
0 | 267045-Commercial Condensor Coil Cleaning (all units - savings at 50% of DEER) Com All CZ10 VintAll | 0 | 7 | Commercial | 01-ALC-AllCommercial-Cooling | 0 |  |  |  |  | 10 | 10 | 0 | 0 | 0 | 0 | 74 |  | kWh | 0.0665 | 0 | Commercial |  | Annual | [5 empty] | 3 | 1 |  |  |  | 1 | 0 | 0 | 4 | 0 | 0 | 0 | 0 | 0 | 0 | 0 | 0 | 2006 Qtr 1: 0; 2006 Qtr 2: 0; 2006 Qtr 3: 0; 2006 Qtr 4: 0; 2007 Qtr 1: 0; 2007 Qtr 2: 0; 2007 Qtr 3: 0; 2007 Qtr 4: 0; 2008 Qtr 1: 0; 2008 Qtr 2: 0; 2008 Qtr 3: 0; 2008 Qtr 4: 4 | 4
0 | 267030-Commercial HVAC Diagnostic/Tune-up Com All CZ10 VintAll | 0 | 7 | Commercial | 01-ALC-AllCommercial-Cooling | 0 |  |  |  |  | 67.6133 | 67.6133 | 0 | 0 | 0 | 0 | 35.68 |  | kWh | 0.04 | 0 | Commercial |  | Annual | [5 empty] | 10 | 1 |  |  |  | 1 | 0 | 0 | 2.68 | 0 | 0 | 0 | 0 | 0 | 0 | 0 | 0 | 2006 Qtr 1: 0; 2006 Qtr 2: 0; 2006 Qtr 3: 0; 2006 Qtr 4: 0; 2007 Qtr 1: 0; 2007 Qtr 2: 0; 2007 Qtr 3: 0; 2007 Qtr 4: 0; 2008 Qtr 1: 0; 2008 Qtr 2: 0; 2008 Qtr 3: 0; 2008 Qtr 4: 2.68 | 2.68
0 | 267045-Commercial Condensor Coil Cleaning (all units - savings at 50% of DEER) Com All CZ10 VintAll | 0 | 7 | Commercial | 01-ALC-AllCommercial-Cooling | 0 |  |  |  |  | 10 | 10 | 0 | 0 | 0 | 0 | 74 |  | kWh | 0.0665 | 0 | Commercial |  | Annual | [5 empty] | 3 | 1 |  |  |  | 1 | 0 | 0 | 4 | 0 | 0 | 0 | 0 | 0 | 0 | 0 | 0 | 2006 Qtr 1: 0; 2006 Qtr 2: 0; 2006 Qtr 3: 0; 2006 Qtr 4: 0; 2007 Qtr 1: 0; 2007 Qtr 2: 0; 2007 Qtr 3: 0; 2007 Qtr 4: 0; 2008 Qtr 1: 0; 2008 Qtr 2: 0; 2008 Qtr 3: 0; 2008 Qtr 4: 4 | 4
0 | 267030-Commercial HVAC Diagnostic/Tune-up Com All CZ10 VintAll | 0 | 7 | Commercial | 01-ALC-AllCommercial-Cooling | 0 |  |  |  |  | 67.6133 | 67.6133 | 0 | 0 | 0 | 0 | 35.68 |  | kWh | 0.04 | 0 | Commercial |  | Annual | [5 empty] | 10 | 1 |  |  |  | 1 | 0 | 0 | 5.36 | 0 | 0 | 0 | 0 | 0 | 0 | 0 | 0 | 2006 Qtr 1: 0; 2006 Qtr 2: 0; 2006 Qtr 3: 0; 2006 Qtr 4: 0; 2007 Qtr 1: 0; 2007 Qtr 2: 0; 2007 Qtr 3: 0; 2007 Qtr 4: 0; 2008 Qtr 1: 0; 2008 Qtr 2: 0; 2008 Qtr 3: 0; 2008 Qtr 4: 5.36 | 5.36
0 | 267045-Commercial Condensor Coil Cleaning (all units - savings at 50% of DEER) Com All CZ10 VintAll | 0 | 7 | Commercial | 01-ALC-AllCommercial-Cooling | 0 |  |  |  |  | 10 | 10 | 0 | 0 | 0 | 0 | 74 |  | kWh | 0.0665 | 0 | Commercial |  | Annual | [5 empty] | 3 | 1 |  |  |  | 1 | 0 | 0 | 8 | 0 | 0 | 0 | 0 | 0 | 0 | 0 | 0 | 2006 Qtr 1: 0; 2006 Qtr 2: 0; 2006 Qtr 3: 0; 2006 Qtr 4: 0; 2007 Qtr 1: 0; 2007 Qtr 2: 0; 2007 Qtr 3: 0; 2007 Qtr 4: 0; 2008 Qtr 1: 0; 2008 Qtr 2: 0; 2008 Qtr 3: 0; 2008 Qtr 4: 8 | 8
0 | 267030-Commercial HVAC Diagnostic/Tune-up Com All CZ10 VintAll | 0 | 7 | Commercial | 01-ALC-AllCommercial-Cooling | 0 |  |  |  |  | 67.6133 | 71.3696 | 0 | 0 | 0 | -3.7563 | 35.68 |  | kWh | 0.04 | 0 | Commercial |  | Annual | [5 empty] | 10 | 1 |  |  |  | 1 | 0 | 0 | 6.03 | 0 | 0 | 0 | 0 | 0 | 0 | 0 | 0 | 2006 Qtr 1: 0; 2006 Qtr 2: 0; 2006 Qtr 3: 0; 2006 Qtr 4: 0; 2007 Qtr 1: 0; 2007 Qtr 2: 0; 2007 Qtr 3: 0; 2007 Qtr 4: 0; 2008 Qtr 1: 0; 2008 Qtr 2: 0; 2008 Qtr 3: 0; 2008 Qtr 4: 6.03 | 6.03
0 | 267045-Commercial Condensor Coil Cleaning (all units - savings at 50% of DEER) Com All CZ10 VintAll | 0 | 7 | Commercial | 01-ALC-AllCommercial-Cooling | 0 |  |  |  |  | 10 | 10.5556 | 0 | 0 | 0 | -0.55556 | 74 |  | kWh | 0.0665 | 0 | Commercial |  | Annual | [5 empty] | 3 | 1 |  |  |  | 1 | 0 | 0 | 9 | 0 | 0 | 0 | 0 | 0 | 0 | 0 | 0 | 2006 Qtr 1: 0; 2006 Qtr 2: 0; 2006 Qtr 3: 0; 2006 Qtr 4: 0; 2007 Qtr 1: 0; 2007 Qtr 2: 0; 2007 Qtr 3: 0; 2007 Qtr 4: 0; 2008 Qtr 1: 0; 2008 Qtr 2: 0; 2008 Qtr 3: 0; 2008 Qtr 4: 9 | 9
0 | 267030-Commercial HVAC Diagnostic/Tune-up Com All CZ10 VintAll | 0 | 7 | Commercial | 01-ALC-AllCommercial-Cooling | 0 |  |  |  |  | 67.6133 | 71.3696 | 0 | 0 | 0 | -3.7563 | 35.68 |  | kWh | 0.04 | 0 | Commercial |  | Annual | [5 empty] | 10 | 1 |  |  |  | 1 | 0 | 0 | 6.03 | 0 | 0 | 0 | 0 | 0 | 0 | 0 | 0 | 2006 Qtr 1: 0; 2006 Qtr 2: 0; 2006 Qtr 3: 0; 2006 Qtr 4: 0; 2007 Qtr 1: 0; 2007 Qtr 2: 0; 2007 Qtr 3: 0; 2007 Qtr 4: 0; 2008 Qtr 1: 0; 2008 Qtr 2: 0; 2008 Qtr 3: 0; 2008 Qtr 4: 6.03 | 6.03
0 | 267045-Commercial Condensor Coil Cleaning (all units - savings at 50% of DEER) Com All CZ10 VintAll | 0 | 7 | Commercial | 01-ALC-AllCommercial-Cooling | 0 |  |  |  |  | 10 | 10.5556 | 0 | 0 | 0 | -0.55556 | 74 |  | kWh | 0.0665 | 0 | Commercial |  | Annual | [5 empty] | 3 | 1 |  |  |  | 1 | 0 | 0 | 9 | 0 | 0 | 0 | 0 | 0 | 0 | 0 | 0 | 2006 Qtr 1: 0; 2006 Qtr 2: 0; 2006 Qtr 3: 0; 2006 Qtr 4: 0; 2007 Qtr 1: 0; 2007 Qtr 2: 0; 2007 Qtr 3: 0; 2007 Qtr 4: 0; 2008 Qtr 1: 0; 2008 Qtr 2: 0; 2008 Qtr 3: 0; 2008 Qtr 4: 9 | 9
0 | 267030-Commercial HVAC Diagnostic/Tune-up Com All CZ10 VintAll | 0 | 7 | Commercial | 01-ALC-AllCommercial-Cooling | 0 |  |  |  |  | 67.6133 | 71.3696 | 0 | 0 | 0 | -3.7563 | 35.68 |  | kWh | 0.04 | 0 | Commercial |  | Annual | [5 empty] | 10 | 1 |  |  |  | 1 | 0 | 0 | 6.03 | 0 | 0 | 0 | 0 | 0 | 0 | 0 | 0 | 2006 Qtr 1: 0; 2006 Qtr 2: 0; 2006 Qtr 3: 0; 2006 Qtr 4: 0; 2007 Qtr 1: 0; 2007 Qtr 2: 0; 2007 Qtr 3: 0; 2007 Qtr 4: 0; 2008 Qtr 1: 0; 2008 Qtr 2: 0; 2008 Qtr 3: 0; 2008 Qtr 4: 6.03 | 6.03
0 | 267045-Commercial Condensor Coil Cleaning (all units - savings at 50% of DEER) Com All CZ10 VintAll | 0 | 7 | Commercial | 01-ALC-AllCommercial-Cooling | 0 |  |  |  |  | 10 | 10.5556 | 0 | 0 | 0 | -0.55556 | 74 |  | kWh | 0.0665 | 0 | Commercial |  | Annual | [5 empty] | 3 | 1 |  |  |  | 1 | 0 | 0 | 9 | 0 | 0 | 0 | 0 | 0 | 0 | 0 | 0 | 2006 Qtr 1: 0; 2006 Qtr 2: 0; 2006 Qtr 3: 0; 2006 Qtr 4: 0; 2007 Qtr 1: 0; 2007 Qtr 2: 0; 2007 Qtr 3: 0; 2007 Qtr 4: 0; 2008 Qtr 1: 0; 2008 Qtr 2: 0; 2008 Qtr 3: 0; 2008 Qtr 4: 9 | 9
0 | 267030-Commercial HVAC Diagnostic/Tune-up Com All CZ10 VintAll | 0 | 7 | Commercial | 01-ALC-AllCommercial-Cooling | 0 |  |  |  |  | 67.6133 | 71.3696 | 0 | 0 | 0 | -3.7563 | 35.68 |  | kWh | 0.04 | 0 | Commercial |  | Annual | [5 empty] | 10 | 1 |  |  |  | 1 | 0 | 0 | 6.03 | 0 | 0 | 0 | 0 | 0 | 0 | 0 | 0 | 2006 Qtr 1: 0; 2006 Qtr 2: 0; 2006 Qtr 3: 0; 2006 Qtr 4: 0; 2007 Qtr 1: 0; 2007 Qtr 2: 0; 2007 Qtr 3: 0; 2007 Qtr 4: 0; 2008 Qtr 1: 0; 2008 Qtr 2: 0; 2008 Qtr 3: 0; 2008 Qtr 4: 6.03 | 6.03
0 | 267045-Commercial Condensor Coil Cleaning (all units - savings at 50% of DEER) Com All CZ10 VintAll | 0 | 7 | Commercial | 01-ALC-AllCommercial-Cooling | 0 |  |  |  |  | 10 | 10.5556 | 0 | 0 | 0 | -0.55556 | 74 |  | kWh | 0.0665 | 0 | Commercial |  | Annual | [5 empty] | 3 | 1 |  |  |  | 1 | 0 | 0 | 9 | 0 | 0 | 0 | 0 | 0 | 0 | 0 | 0 | 2006 Qtr 1: 0; 2006 Qtr 2: 0; 2006 Qtr 3: 0; 2006 Qtr 4: 0; 2007 Qtr 1: 0; 2007 Qtr 2: 0; 2007 Qtr 3: 0; 2007 Qtr 4: 0; 2008 Qtr 1: 0; 2008 Qtr 2: 0; 2008 Qtr 3: 0; 2008 Qtr 4: 9 | 9
0 | 267030-Commercial HVAC Diagnostic/Tune-up Com All CZ10 VintAll | 0 | 7 | Commercial | 01-ALC-AllCommercial-Cooling | 0 |  |  |  |  | 67.6133 | 71.3696 | 0 | 0 | 0 | -3.7563 | 35.68 |  | kWh | 0.04 | 0 | Commercial |  | Annual | [5 empty] | 10 | 1 |  |  |  | 1 | 0 | 0 | 6.03 | 0 | 0 | 0 | 0 | 0 | 0 | 0 | 0 | 2006 Qtr 1: 0; 2006 Qtr 2: 0; 2006 Qtr 3: 0; 2006 Qtr 4: 0; 2007 Qtr 1: 0; 2007 Qtr 2: 0; 2007 Qtr 3: 0; 2007 Qtr 4: 0; 2008 Qtr 1: 0; 2008 Qtr 2: 0; 2008 Qtr 3: 0; 2008 Qtr 4: 6.03 | 6.03
0 | 267045-Commercial Condensor Coil Cleaning (all units - savings at 50% of DEER) Com All CZ10 VintAll | 0 | 7 | Commercial | 01-ALC-AllCommercial-Cooling | 0 |  |  |  |  | 10 | 10.5556 | 0 | 0 | 0 | -0.55556 | 74 |  | kWh | 0.0665 | 0 | Commercial |  | Annual | [5 empty] | 3 | 1 |  |  |  | 1 | 0 | 0 | 9 | 0 | 0 | 0 | 0 | 0 | 0 | 0 | 0 | 2006 Qtr 1: 0; 2006 Qtr 2: 0; 2006 Qtr 3: 0; 2006 Qtr 4: 0; 2007 Qtr 1: 0; 2007 Qtr 2: 0; 2007 Qtr 3: 0; 2007 Qtr 4: 0; 2008 Qtr 1: 0; 2008 Qtr 2: 0; 2008 Qtr 3: 0; 2008 Qtr 4: 9 | 9
0 | 267030-Commercial HVAC Diagnostic/Tune-up Com All CZ10 VintAll | 0 | 7 | Commercial | 01-ALC-AllCommercial-Cooling | 0 |  |  |  |  | 67.6133 | 71.3696 | 0 | 0 | 0 | -3.7563 | 35.68 |  | kWh | 0.04 | 0 | Commercial |  | Annual | [5 empty] | 10 | 1 |  |  |  | 1 | 0 | 0 | 6.03 | 0 | 0 | 0 | 0 | 0 | 0 | 0 | 0 | 2006 Qtr 1: 0; 2006 Qtr 2: 0; 2006 Qtr 3: 0; 2006 Qtr 4: 0; 2007 Qtr 1: 0; 2007 Qtr 2: 0; 2007 Qtr 3: 0; 2007 Qtr 4: 0; 2008 Qtr 1: 0; 2008 Qtr 2: 0; 2008 Qtr 3: 0; 2008 Qtr 4: 6.03 | 6.03
0 | 267045-Commercial Condensor Coil Cleaning (all units - savings at 50% of DEER) Com All CZ10 VintAll | 0 | 7 | Commercial | 01-ALC-AllCommercial-Cooling | 0 |  |  |  |  | 10 | 10.5556 | 0 | 0 | 0 | -0.55556 | 74 |  | kWh | 0.0665 | 0 | Commercial |  | Annual | [5 empty] | 3 | 1 |  |  |  | 1 | 0 | 0 | 9 | 0 | 0 | 0 | 0 | 0 | 0 | 0 | 0 | 2006 Qtr 1: 0; 2006 Qtr 2: 0; 2006 Qtr 3: 0; 2006 Qtr 4: 0; 2007 Qtr 1: 0; 2007 Qtr 2: 0; 2007 Qtr 3: 0; 2007 Qtr 4: 0; 2008 Qtr 1: 0; 2008 Qtr 2: 0; 2008 Qtr 3: 0; 2008 Qtr 4: 9 | 9
0 | 267030-Commercial HVAC Diagnostic/Tune-up Com All CZ10 VintAll | 0 | 7 | Commercial | 01-ALC-AllCommercial-Cooling | 0 |  |  |  |  | 67.6133 | 71.3696 | 0 | 0 | 0 | -3.7563 | 35.68 |  | kWh | 0.04 | 0 | Commercial |  | Annual | [5 empty] | 10 | 1 |  |  |  | 1 | 0 | 0 | 6.03 | 0 | 0 | 0 | 0 | 0 | 0 | 0 | 0 | 2006 Qtr 1: 0; 2006 Qtr 2: 0; 2006 Qtr 3: 0; 2006 Qtr 4: 0; 2007 Qtr 1: 0; 2007 Qtr 2: 0; 2007 Qtr 3: 0; 2007 Qtr 4: 0; 2008 Qtr 1: 0; 2008 Qtr 2: 0; 2008 Qtr 3: 0; 2008 Qtr 4: 6.03 | 6.03
0 | 267045-Commercial Condensor Coil Cleaning (all units - savings at 50% of DEER) Com All CZ10 VintAll | 0 | 7 | Commercial | 01-ALC-AllCommercial-Cooling | 0 |  |  |  |  | 10 | 10.5556 | 0 | 0 | 0 | -0.55556 | 74 |  | kWh | 0.0665 | 0 | Commercial |  | Annual | [5 empty] | 3 | 1 |  |  |  | 1 | 0 | 0 | 9 | 0 | 0 | 0 | 0 | 0 | 0 | 0 | 0 | 2006 Qtr 1: 0; 2006 Qtr 2: 0; 2006 Qtr 3: 0; 2006 Qtr 4: 0; 2007 Qtr 1: 0; 2007 Qtr 2: 0; 2007 Qtr 3: 0; 2007 Qtr 4: 0; 2008 Qtr 1: 0; 2008 Qtr 2: 0; 2008 Qtr 3: 0; 2008 Qtr 4: 9 | 9
0 | 267030-Commercial HVAC Diagnostic/Tune-up Com All CZ10 VintAll | 0 | 7 | Commercial | 01-ALC-AllCommercial-Cooling | 0 |  |  |  |  | 67.6133 | 71.3696 | 0 | 0 | 0 | -3.7563 | 35.68 |  | kWh | 0.04 | 0 | Commercial |  | Annual | [5 empty] | 10 | 1 |  |  |  | 1 | 0 | 0 | 6.03 | 0 | 0 | 0 | 0 | 0 | 0 | 0 | 0 | 2006 Qtr 1: 0; 2006 Qtr 2: 0; 2006 Qtr 3: 0; 2006 Qtr 4: 0; 2007 Qtr 1: 0; 2007 Qtr 2: 0; 2007 Qtr 3: 0; 2007 Qtr 4: 0; 2008 Qtr 1: 0; 2008 Qtr 2: 0; 2008 Qtr 3: 0; 2008 Qtr 4: 6.03 | 6.03
0 | 267045-Commercial Condensor Coil Cleaning (all units - savings at 50% of DEER) Com All CZ10 VintAll | 0 | 7 | Commercial | 01-ALC-AllCommercial-Cooling | 0 |  |  |  |  | 10 | 10.5556 | 0 | 0 | 0 | -0.55556 | 74 |  | kWh | 0.0665 | 0 | Commercial |  | Annual | [5 empty] | 3 | 1 |  |  |  | 1 | 0 | 0 | 9 | 0 | 0 | 0 | 0 | 0 | 0 | 0 | 0 | 2006 Qtr 1: 0; 2006 Qtr 2: 0; 2006 Qtr 3: 0; 2006 Qtr 4: 0; 2007 Qtr 1: 0; 2007 Qtr 2: 0; 2007 Qtr 3: 0; 2007 Qtr 4: 0; 2008 Qtr 1: 0; 2008 Qtr 2: 0; 2008 Qtr 3: 0; 2008 Qtr 4: 9 | 9
0 | 267030-Commercial HVAC Diagnostic/Tune-up Com All CZ10 VintAll | 0 | 7 | Commercial | 01-ALC-AllCommercial-Cooling | 0 |  |  |  |  | 67.6133 | 67.6133 | 0 | 0 | 0 | 0 | 35.68 |  | kWh | 0.04 | 0 | Commercial |  | Annual | [5 empty] | 10 | 1 |  |  |  | 1 | 0 | 0 | 2.68 | 0 | 0 | 0 | 0 | 0 | 0 | 0 | 0 | 2006 Qtr 1: 0; 2006 Qtr 2: 0; 2006 Qtr 3: 0; 2006 Qtr 4: 0; 2007 Qtr 1: 0; 2007 Qtr 2: 0; 2007 Qtr 3: 0; 2007 Qtr 4: 0; 2008 Qtr 1: 0; 2008 Qtr 2: 0; 2008 Qtr 3: 0; 2008 Qtr 4: 2.68 | 2.68
0 | 267045-Commercial Condensor Coil Cleaning (all units - savings at 50% of DEER) Com All CZ10 VintAll | 0 | 7 | Commercial | 01-ALC-AllCommercial-Cooling | 0 |  |  |  |  | 10 | 10 | 0 | 0 | 0 | 0 | 74 |  | kWh | 0.0665 | 0 | Commercial |  | Annual | [5 empty] | 3 | 1 |  |  |  | 1 | 0 | 0 | 4 | 0 | 0 | 0 | 0 | 0 | 0 | 0 | 0 | 2006 Qtr 1: 0; 2006 Qtr 2: 0; 2006 Qtr 3: 0; 2006 Qtr 4: 0; 2007 Qtr 1: 0; 2007 Qtr 2: 0; 2007 Qtr 3: 0; 2007 Qtr 4: 0; 2008 Qtr 1: 0; 2008 Qtr 2: 0; 2008 Qtr 3: 0; 2008 Qtr 4: 4 | 4
0 | 267030-Commercial HVAC Diagnostic/Tune-up Com All CZ10 VintAll | 0 | 7 | Commercial | 01-ALC-AllCommercial-Cooling | 0 |  |  |  |  | 67.6133 | 67.6133 | 0 | 0 | 0 | 0 | 35.68 |  | kWh | 0.04 | 0 | Commercial |  | Annual | [5 empty] | 10 | 1 |  |  |  | 1 | 0 | 0 | 2.68 | 0 | 0 | 0 | 0 | 0 | 0 | 0 | 0 | 2006 Qtr 1: 0; 2006 Qtr 2: 0; 2006 Qtr 3: 0; 2006 Qtr 4: 0; 2007 Qtr 1: 0; 2007 Qtr 2: 0; 2007 Qtr 3: 0; 2007 Qtr 4: 0; 2008 Qtr 1: 0; 2008 Qtr 2: 0; 2008 Qtr 3: 0; 2008 Qtr 4: 2.68 | 2.68
0 | 267045-Commercial Condensor Coil Cleaning (all units - savings at 50% of DEER) Com All CZ10 VintAll | 0 | 7 | Commercial | 01-ALC-AllCommercial-Cooling | 0 |  |  |  |  | 10 | 10 | 0 | 0 | 0 | 0 | 74 |  | kWh | 0.0665 | 0 | Commercial |  | Annual | [5 empty] | 3 | 1 |  |  |  | 1 | 0 | 0 | 4 | 0 | 0 | 0 | 0 | 0 | 0 | 0 | 0 | 2006 Qtr 1: 0; 2006 Qtr 2: 0; 2006 Qtr 3: 0; 2006 Qtr 4: 0; 2007 Qtr 1: 0; 2007 Qtr 2: 0; 2007 Qtr 3: 0; 2007 Qtr 4: 0; 2008 Qtr 1: 0; 2008 Qtr 2: 0; 2008 Qtr 3: 0; 2008 Qtr 4: 4 | 4
0 | 267030-Commercial HVAC Diagnostic/Tune-up Com All CZ10 VintAll | 0 | 7 | Commercial | 01-ALC-AllCommercial-Cooling | 0 |  |  |  |  | 67.6133 | 67.6133 | 0 | 0 | 0 | 0 | 35.68 |  | kWh | 0.04 | 0 | Commercial |  | Annual | [5 empty] | 10 | 1 |  |  |  | 1 | 0 | 0 | 2.68 | 0 | 0 | 0 | 0 | 0 | 0 | 0 | 0 | 2006 Qtr 1: 0; 2006 Qtr 2: 0; 2006 Qtr 3: 0; 2006 Qtr 4: 0; 2007 Qtr 1: 0; 2007 Qtr 2: 0; 2007 Qtr 3: 0; 2007 Qtr 4: 0; 2008 Qtr 1: 0; 2008 Qtr 2: 0; 2008 Qtr 3: 0; 2008 Qtr 4: 2.68 | 2.68
0 | 267045-Commercial Condensor Coil Cleaning (all units - savings at 50% of DEER) Com All CZ10 VintAll | 0 | 7 | Commercial | 01-ALC-AllCommercial-Cooling | 0 |  |  |  |  | 10 | 10 | 0 | 0 | 0 | 0 | 74 |  | kWh | 0.0665 | 0 | Commercial |  | Annual | [5 empty] | 3 | 1 |  |  |  | 1 | 0 | 0 | 4 | 0 | 0 | 0 | 0 | 0 | 0 | 0 | 0 | 2006 Qtr 1: 0; 2006 Qtr 2: 0; 2006 Qtr 3: 0; 2006 Qtr 4: 0; 2007 Qtr 1: 0; 2007 Qtr 2: 0; 2007 Qtr 3: 0; 2007 Qtr 4: 0; 2008 Qtr 1: 0; 2008 Qtr 2: 0; 2008 Qtr 3: 0; 2008 Qtr 4: 4 | 4
0 | 267030-Commercial HVAC Diagnostic/Tune-up Com All CZ10 VintAll | 0 | 7 | Commercial | 01-ALC-AllCommercial-Cooling | 0 |  |  |  |  | 67.6133 | 67.6133 | 0 | 0 | 0 | 0 | 35.68 |  | kWh | 0.04 | 0 | Commercial |  | Annual | [5 empty] | 10 | 1 |  |  |  | 1 | 0 | 0 | 2.68 | 0 | 0 | 0 | 0 | 0 | 0 | 0 | 0 | 2006 Qtr 1: 0; 2006 Qtr 2: 0; 2006 Qtr 3: 0; 2006 Qtr 4: 0; 2007 Qtr 1: 0; 2007 Qtr 2: 0; 2007 Qtr 3: 0; 2007 Qtr 4: 0; 2008 Qtr 1: 0; 2008 Qtr 2: 0; 2008 Qtr 3: 0; 2008 Qtr 4: 2.68 | 2.68
0 | 267045-Commercial Condensor Coil Cleaning (all units - savings at 50% of DEER) Com All CZ10 VintAll | 0 | 7 | Commercial | 01-ALC-AllCommercial-Cooling | 0 |  |  |  |  | 10 | 10 | 0 | 0 | 0 | 0 | 74 |  | kWh | 0.0665 | 0 | Commercial |  | Annual | [5 empty] | 3 | 1 |  |  |  | 1 | 0 | 0 | 4 | 0 | 0 | 0 | 0 | 0 | 0 | 0 | 0 | 2006 Qtr 1: 0; 2006 Qtr 2: 0; 2006 Qtr 3: 0; 2006 Qtr 4: 0; 2007 Qtr 1: 0; 2007 Qtr 2: 0; 2007 Qtr 3: 0; 2007 Qtr 4: 0; 2008 Qtr 1: 0; 2008 Qtr 2: 0; 2008 Qtr 3: 0; 2008 Qtr 4: 4 | 4
0 | 267030-Commercial HVAC Diagnostic/Tune-up Com All CZ10 VintAll | 0 | 7 | Commercial | 01-ALC-AllCommercial-Cooling | 0 |  |  |  |  | 67.6133 | 67.6133 | 0 | 0 | 0 | 0 | 35.68 |  | kWh | 0.04 | 0 | Commercial |  | Annual | [5 empty] | 10 | 1 |  |  |  | 1 | 0 | 0 | 2.68 | 0 | 0 | 0 | 0 | 0 | 0 | 0 | 0 | 2006 Qtr 1: 0; 2006 Qtr 2: 0; 2006 Qtr 3: 0; 2006 Qtr 4: 0; 2007 Qtr 1: 0; 2007 Qtr 2: 0; 2007 Qtr 3: 0; 2007 Qtr 4: 0; 2008 Qtr 1: 0; 2008 Qtr 2: 0; 2008 Qtr 3: 0; 2008 Qtr 4: 2.68 | 2.68
0 | 267045-Commercial Condensor Coil Cleaning (all units - savings at 50% of DEER) Com All CZ10 VintAll | 0 | 7 | Commercial | 01-ALC-AllCommercial-Cooling | 0 |  |  |  |  | 10 | 10 | 0 | 0 | 0 | 0 | 74 |  | kWh | 0.0665 | 0 | Commercial |  | Annual | [5 empty] | 3 | 1 |  |  |  | 1 | 0 | 0 | 4 | 0 | 0 | 0 | 0 | 0 | 0 | 0 | 0 | 2006 Qtr 1: 0; 2006 Qtr 2: 0; 2006 Qtr 3: 0; 2006 Qtr 4: 0; 2007 Qtr 1: 0; 2007 Qtr 2: 0; 2007 Qtr 3: 0; 2007 Qtr 4: 0; 2008 Qtr 1: 0; 2008 Qtr 2: 0; 2008 Qtr 3: 0; 2008 Qtr 4: 4 | 4
0 | 267030-Commercial HVAC Diagnostic/Tune-up Com All CZ10 VintAll | 0 | 7 | Commercial | 01-ALC-AllCommercial-Cooling | 0 |  |  |  |  | 67.6133 | 67.6133 | 0 | 0 | 0 | 0 | 35.68 |  | kWh | 0.04 | 0 | Commercial |  | Annual | [5 empty] | 10 | 1 |  |  |  | 1 | 0 | 0 | 2.68 | 0 | 0 | 0 | 0 | 0 | 0 | 0 | 0 | 2006 Qtr 1: 0; 2006 Qtr 2: 0; 2006 Qtr 3: 0; 2006 Qtr 4: 0; 2007 Qtr 1: 0; 2007 Qtr 2: 0; 2007 Qtr 3: 0; 2007 Qtr 4: 0; 2008 Qtr 1: 0; 2008 Qtr 2: 0; 2008 Qtr 3: 0; 2008 Qtr 4: 2.68 | 2.68
0 | 267045-Commercial Condensor Coil Cleaning (all units - savings at 50% of DEER) Com All CZ10 VintAll | 0 | 7 | Commercial | 01-ALC-AllCommercial-Cooling | 0 |  |  |  |  | 10 | 10 | 0 | 0 | 0 | 0 | 74 |  | kWh | 0.0665 | 0 | Commercial |  | Annual | [5 empty] | 3 | 1 |  |  |  | 1 | 0 | 0 | 4 | 0 | 0 | 0 | 0 | 0 | 0 | 0 | 0 | 2006 Qtr 1: 0; 2006 Qtr 2: 0; 2006 Qtr 3: 0; 2006 Qtr 4: 0; 2007 Qtr 1: 0; 2007 Qtr 2: 0; 2007 Qtr 3: 0; 2007 Qtr 4: 0; 2008 Qtr 1: 0; 2008 Qtr 2: 0; 2008 Qtr 3: 0; 2008 Qtr 4: 4 | 4
0 | 267030-Commercial HVAC Diagnostic/Tune-up Com All CZ10 VintAll | 0 | 7 | Commercial | 01-ALC-AllCommercial-Cooling | 0 |  |  |  |  | 67.6133 | 67.6133 | 0 | 0 | 0 | 0 | 35.68 |  | kWh | 0.04 | 0 | Commercial |  | Annual | [5 empty] | 10 | 1 |  |  |  | 1 | 0 | 0 | 2.68 | 0 | 0 | 0 | 0 | 0 | 0 | 0 | 0 | 2006 Qtr 1: 0; 2006 Qtr 2: 0; 2006 Qtr 3: 0; 2006 Qtr 4: 0; 2007 Qtr 1: 0; 2007 Qtr 2: 0; 2007 Qtr 3: 0; 2007 Qtr 4: 0; 2008 Qtr 1: 0; 2008 Qtr 2: 0; 2008 Qtr 3: 0; 2008 Qtr 4: 2.68 | 2.68
0 | 267045-Commercial Condensor Coil Cleaning (all units - savings at 50% of DEER) Com All CZ10 VintAll | 0 | 7 | Commercial | 01-ALC-AllCommercial-Cooling | 0 |  |  |  |  | 10 | 10 | 0 | 0 | 0 | 0 | 74 |  | kWh | 0.0665 | 0 | Commercial |  | Annual | [5 empty] | 3 | 1 |  |  |  | 1 | 0 | 0 | 4 | 0 | 0 | 0 | 0 | 0 | 0 | 0 | 0 | 2006 Qtr 1: 0; 2006 Qtr 2: 0; 2006 Qtr 3: 0; 2006 Qtr 4: 0; 2007 Qtr 1: 0; 2007 Qtr 2: 0; 2007 Qtr 3: 0; 2007 Qtr 4: 0; 2008 Qtr 1: 0; 2008 Qtr 2: 0; 2008 Qtr 3: 0; 2008 Qtr 4: 4 | 4
0 | 267030-Commercial HVAC Diagnostic/Tune-up Com All CZ10 VintAll | 0 | 7 | Commercial | 01-ALC-AllCommercial-Cooling | 0 |  |  |  |  | 67.6133 | 67.6133 | 0 | 0 | 0 | 0 | 35.68 |  | kWh | 0.04 | 0 | Commercial |  | Annual | [5 empty] | 10 | 1 |  |  |  | 1 | 0 | 0 | 2.68 | 0 | 0 | 0 | 0 | 0 | 0 | 0 | 0 | 2006 Qtr 1: 0; 2006 Qtr 2: 0; 2006 Qtr 3: 0; 2006 Qtr 4: 0; 2007 Qtr 1: 0; 2007 Qtr 2: 0; 2007 Qtr 3: 0; 2007 Qtr 4: 0; 2008 Qtr 1: 0; 2008 Qtr 2: 0; 2008 Qtr 3: 0; 2008 Qtr 4: 2.68 | 2.68
0 | 267045-Commercial Condensor Coil Cleaning (all units - savings at 50% of DEER) Com All CZ10 VintAll | 0 | 7 | Commercial | 01-ALC-AllCommercial-Cooling | 0 |  |  |  |  | 10 | 10 | 0 | 0 | 0 | 0 | 74 |  | kWh | 0.0665 | 0 | Commercial |  | Annual | [5 empty] | 3 | 1 |  |  |  | 1 | 0 | 0 | 4 | 0 | 0 | 0 | 0 | 0 | 0 | 0 | 0 | 2006 Qtr 1: 0; 2006 Qtr 2: 0; 2006 Qtr 3: 0; 2006 Qtr 4: 0; 2007 Qtr 1: 0; 2007 Qtr 2: 0; 2007 Qtr 3: 0; 2007 Qtr 4: 0; 2008 Qtr 1: 0; 2008 Qtr 2: 0; 2008 Qtr 3: 0; 2008 Qtr 4: 4 | 4
0 | 267030-Commercial HVAC Diagnostic/Tune-up Com All CZ10 VintAll | 0 | 7 | Commercial | 01-ALC-AllCommercial-Cooling | 0 |  |  |  |  | 67.6133 | 67.6133 | 0 | 0 | 0 | 0 | 35.68 |  | kWh | 0.04 | 0 | Commercial |  | Annual | [5 empty] | 10 | 1 |  |  |  | 1 | 0 | 0 | 2.68 | 0 | 0 | 0 | 0 | 0 | 0 | 0 | 0 | 2006 Qtr 1: 0; 2006 Qtr 2: 0; 2006 Qtr 3: 0; 2006 Qtr 4: 0; 2007 Qtr 1: 0; 2007 Qtr 2: 0; 2007 Qtr 3: 0; 2007 Qtr 4: 0; 2008 Qtr 1: 0; 2008 Qtr 2: 0; 2008 Qtr 3: 0; 2008 Qtr 4: 2.68 | 2.68
0 | 267045-Commercial Condensor Coil Cleaning (all units - savings at 50% of DEER) Com All CZ10 VintAll | 0 | 7 | Commercial | 01-ALC-AllCommercial-Cooling | 0 |  |  |  |  | 10 | 10 | 0 | 0 | 0 | 0 | 74 |  | kWh | 0.0665 | 0 | Commercial |  | Annual | [5 empty] | 3 | 1 |  |  |  | 1 | 0 | 0 | 4 | 0 | 0 | 0 | 0 | 0 | 0 | 0 | 0 | 2006 Qtr 1: 0; 2006 Qtr 2: 0; 2006 Qtr 3: 0; 2006 Qtr 4: 0; 2007 Qtr 1: 0; 2007 Qtr 2: 0; 2007 Qtr 3: 0; 2007 Qtr 4: 0; 2008 Qtr 1: 0; 2008 Qtr 2: 0; 2008 Qtr 3: 0; 2008 Qtr 4: 4 | 4
0 | 267030-Commercial HVAC Diagnostic/Tune-up Com All CZ10 VintAll | 0 | 7 | Commercial | 01-ALC-AllCommercial-Cooling | 0 |  |  |  |  | 67.6133 | 67.6133 | 0 | 0 | 0 | 0 | 35.68 |  | kWh | 0.04 | 0 | Commercial |  | Annual | [5 empty] | 10 | 1 |  |  |  | 1 | 0 | 0 | 2.68 | 0 | 0 | 0 | 0 | 0 | 0 | 0 | 0 | 2006 Qtr 1: 0; 2006 Qtr 2: 0; 2006 Qtr 3: 0; 2006 Qtr 4: 0; 2007 Qtr 1: 0; 2007 Qtr 2: 0; 2007 Qtr 3: 0; 2007 Qtr 4: 0; 2008 Qtr 1: 0; 2008 Qtr 2: 0; 2008 Qtr 3: 0; 2008 Qtr 4: 2.68 | 2.68
0 | 267045-Commercial Condensor Coil Cleaning (all units - savings at 50% of DEER) Com All CZ10 VintAll | 0 | 7 | Commercial | 01-ALC-AllCommercial-Cooling | 0 |  |  |  |  | 10 | 10 | 0 | 0 | 0 | 0 | 74 |  | kWh | 0.0665 | 0 | Commercial |  | Annual | [5 empty] | 3 | 1 |  |  |  | 1 | 0 | 0 | 4 | 0 | 0 | 0 | 0 | 0 | 0 | 0 | 0 | 2006 Qtr 1: 0; 2006 Qtr 2: 0; 2006 Qtr 3: 0; 2006 Qtr 4: 0; 2007 Qtr 1: 0; 2007 Qtr 2: 0; 2007 Qtr 3: 0; 2007 Qtr 4: 0; 2008 Qtr 1: 0; 2008 Qtr 2: 0; 2008 Qtr 3: 0; 2008 Qtr 4: 4 | 4
0 | 267030-Commercial HVAC Diagnostic/Tune-up Com All CZ10 VintAll | 0 | 7 | Commercial | 01-ALC-AllCommercial-Cooling | 0 |  |  |  |  | 67.6133 | 67.6133 | 0 | 0 | 0 | 0 | 35.68 |  | kWh | 0.04 | 0 | Commercial |  | Annual | [5 empty] | 10 | 1 |  |  |  | 1 | 0 | 0 | 2.68 | 0 | 0 | 0 | 0 | 0 | 0 | 0 | 0 | 2006 Qtr 1: 0; 2006 Qtr 2: 0; 2006 Qtr 3: 0; 2006 Qtr 4: 0; 2007 Qtr 1: 0; 2007 Qtr 2: 0; 2007 Qtr 3: 0; 2007 Qtr 4: 0; 2008 Qtr 1: 0; 2008 Qtr 2: 0; 2008 Qtr 3: 0; 2008 Qtr 4: 2.68 | 2.68
0 | 267045-Commercial Condensor Coil Cleaning (all units - savings at 50% of DEER) Com All CZ10 VintAll | 0 | 7 | Commercial | 01-ALC-AllCommercial-Cooling | 0 |  |  |  |  | 10 | 10 | 0 | 0 | 0 | 0 | 74 |  | kWh | 0.0665 | 0 | Commercial |  | Annual | [5 empty] | 3 | 1 |  |  |  | 1 | 0 | 0 | 4 | 0 | 0 | 0 | 0 | 0 | 0 | 0 | 0 | 2006 Qtr 1: 0; 2006 Qtr 2: 0; 2006 Qtr 3: 0; 2006 Qtr 4: 0; 2007 Qtr 1: 0; 2007 Qtr 2: 0; 2007 Qtr 3: 0; 2007 Qtr 4: 0; 2008 Qtr 1: 0; 2008 Qtr 2: 0; 2008 Qtr 3: 0; 2008 Qtr 4: 4 | 4
0 | 267030-Commercial HVAC Diagnostic/Tune-up Com All CZ10 VintAll | 0 | 7 | Commercial | 01-ALC-AllCommercial-Cooling | 0 |  |  |  |  | 67.6133 | 67.6133 | 0 | 0 | 0 | 0 | 35.68 |  | kWh | 0.04 | 0 | Commercial |  | Annual | [5 empty] | 10 | 1 |  |  |  | 1 | 0 | 0 | 2.68 | 0 | 0 | 0 | 0 | 0 | 0 | 0 | 0 | 2006 Qtr 1: 0; 2006 Qtr 2: 0; 2006 Qtr 3: 0; 2006 Qtr 4: 0; 2007 Qtr 1: 0; 2007 Qtr 2: 0; 2007 Qtr 3: 0; 2007 Qtr 4: 0; 2008 Qtr 1: 0; 2008 Qtr 2: 0; 2008 Qtr 3: 0; 2008 Qtr 4: 2.68 | 2.68
0 | 267045-Commercial Condensor Coil Cleaning (all units - savings at 50% of DEER) Com All CZ10 VintAll | 0 | 7 | Commercial | 01-ALC-AllCommercial-Cooling | 0 |  |  |  |  | 10 | 10 | 0 | 0 | 0 | 0 | 74 |  | kWh | 0.0665 | 0 | Commercial |  | Annual | [5 empty] | 3 | 1 |  |  |  | 1 | 0 | 0 | 4 | 0 | 0 | 0 | 0 | 0 | 0 | 0 | 0 | 2006 Qtr 1: 0; 2006 Qtr 2: 0; 2006 Qtr 3: 0; 2006 Qtr 4: 0; 2007 Qtr 1: 0; 2007 Qtr 2: 0; 2007 Qtr 3: 0; 2007 Qtr 4: 0; 2008 Qtr 1: 0; 2008 Qtr 2: 0; 2008 Qtr 3: 0; 2008 Qtr 4: 4 | 4
0 | 267030-Commercial HVAC Diagnostic/Tune-up Com All CZ10 VintAll | 0 | 7 | Commercial | 01-ALC-AllCommercial-Cooling | 0 |  |  |  |  | 67.6133 | 67.6133 | 0 | 0 | 0 | 0 | 35.68 |  | kWh | 0.04 | 0 | Commercial |  | Annual | [5 empty] | 10 | 1 |  |  |  | 1 | 0 | 0 | 2.68 | 0 | 0 | 0 | 0 | 0 | 0 | 0 | 0 | 2006 Qtr 1: 0; 2006 Qtr 2: 0; 2006 Qtr 3: 0; 2006 Qtr 4: 0; 2007 Qtr 1: 0; 2007 Qtr 2: 0; 2007 Qtr 3: 0; 2007 Qtr 4: 0; 2008 Qtr 1: 0; 2008 Qtr 2: 0; 2008 Qtr 3: 0; 2008 Qtr 4: 2.68 | 2.68
0 | 267045-Commercial Condensor Coil Cleaning (all units - savings at 50% of DEER) Com All CZ10 VintAll | 0 | 7 | Commercial | 01-ALC-AllCommercial-Cooling | 0 |  |  |  |  | 10 | 10 | 0 | 0 | 0 | 0 | 74 |  | kWh | 0.0665 | 0 | Commercial |  | Annual | [5 empty] | 3 | 1 |  |  |  | 1 | 0 | 0 | 4 | 0 | 0 | 0 | 0 | 0 | 0 | 0 | 0 | 2006 Qtr 1: 0; 2006 Qtr 2: 0; 2006 Qtr 3: 0; 2006 Qtr 4: 0; 2007 Qtr 1: 0; 2007 Qtr 2: 0; 2007 Qtr 3: 0; 2007 Qtr 4: 0; 2008 Qtr 1: 0; 2008 Qtr 2: 0; 2008 Qtr 3: 0; 2008 Qtr 4: 4 | 4
0 | 267030-Commercial HVAC Diagnostic/Tune-up Com All CZ10 VintAll | 0 | 7 | Commercial | 01-ALC-AllCommercial-Cooling | 0 |  |  |  |  | 67.6133 | 67.6133 | 0 | 0 | 0 | 0 | 35.68 |  | kWh | 0.04 | 0 | Commercial |  | Annual | [5 empty] | 10 | 1 |  |  |  | 1 | 0 | 0 | 2.68 | 0 | 0 | 0 | 0 | 0 | 0 | 0 | 0 | 2006 Qtr 1: 0; 2006 Qtr 2: 0; 2006 Qtr 3: 0; 2006 Qtr 4: 0; 2007 Qtr 1: 0; 2007 Qtr 2: 0; 2007 Qtr 3: 0; 2007 Qtr 4: 0; 2008 Qtr 1: 0; 2008 Qtr 2: 0; 2008 Qtr 3: 0; 2008 Qtr 4: 2.68 | 2.68
0 | 267045-Commercial Condensor Coil Cleaning (all units - savings at 50% of DEER) Com All CZ10 VintAll | 0 | 7 | Commercial | 01-ALC-AllCommercial-Cooling | 0 |  |  |  |  | 10 | 10 | 0 | 0 | 0 | 0 | 74 |  | kWh | 0.0665 | 0 | Commercial |  | Annual | [5 empty] | 3 | 1 |  |  |  | 1 | 0 | 0 | 4 | 0 | 0 | 0 | 0 | 0 | 0 | 0 | 0 | 2006 Qtr 1: 0; 2006 Qtr 2: 0; 2006 Qtr 3: 0; 2006 Qtr 4: 0; 2007 Qtr 1: 0; 2007 Qtr 2: 0; 2007 Qtr 3: 0; 2007 Qtr 4: 0; 2008 Qtr 1: 0; 2008 Qtr 2: 0; 2008 Qtr 3: 0; 2008 Qtr 4: 4 | 4
0 | 267030-Commercial HVAC Diagnostic/Tune-up Com All CZ10 VintAll | 0 | 7 | Commercial | 01-ALC-AllCommercial-Cooling | 0 |  |  |  |  | 67.6133 | 67.6133 | 0 | 0 | 0 | 0 | 35.68 |  | kWh | 0.04 | 0 | Commercial |  | Annual | [5 empty] | 10 | 1 |  |  |  | 1 | 0 | 0 | 2.68 | 0 | 0 | 0 | 0 | 0 | 0 | 0 | 0 | 2006 Qtr 1: 0; 2006 Qtr 2: 0; 2006 Qtr 3: 0; 2006 Qtr 4: 0; 2007 Qtr 1: 0; 2007 Qtr 2: 0; 2007 Qtr 3: 0; 2007 Qtr 4: 0; 2008 Qtr 1: 0; 2008 Qtr 2: 0; 2008 Qtr 3: 0; 2008 Qtr 4: 2.68 | 2.68
0 | 267045-Commercial Condensor Coil Cleaning (all units - savings at 50% of DEER) Com All CZ10 VintAll | 0 | 7 | Commercial | 01-ALC-AllCommercial-Cooling | 0 |  |  |  |  | 10 | 10 | 0 | 0 | 0 | 0 | 74 |  | kWh | 0.0665 | 0 | Commercial |  | Annual | [5 empty] | 3 | 1 |  |  |  | 1 | 0 | 0 | 4 | 0 | 0 | 0 | 0 | 0 | 0 | 0 | 0 | 2006 Qtr 1: 0; 2006 Qtr 2: 0; 2006 Qtr 3: 0; 2006 Qtr 4: 0; 2007 Qtr 1: 0; 2007 Qtr 2: 0; 2007 Qtr 3: 0; 2007 Qtr 4: 0; 2008 Qtr 1: 0; 2008 Qtr 2: 0; 2008 Qtr 3: 0; 2008 Qtr 4: 4 | 4
0 | 267030-Commercial HVAC Diagnostic/Tune-up Com All CZ10 VintAll | 0 | 7 | Commercial | 01-ALC-AllCommercial-Cooling | 0 |  |  |  |  | 67.6133 | 67.6133 | 0 | 0 | 0 | 0 | 35.68 |  | kWh | 0.04 | 0 | Commercial |  | Annual | [5 empty] | 10 | 1 |  |  |  | 1 | 0 | 0 | 2.68 | 0 | 0 | 0 | 0 | 0 | 0 | 0 | 0 | 2006 Qtr 1: 0; 2006 Qtr 2: 0; 2006 Qtr 3: 0; 2006 Qtr 4: 0; 2007 Qtr 1: 0; 2007 Qtr 2: 0; 2007 Qtr 3: 0; 2007 Qtr 4: 0; 2008 Qtr 1: 0; 2008 Qtr 2: 0; 2008 Qtr 3: 0; 2008 Qtr 4: 2.68 | 2.68
0 | 267045-Commercial Condensor Coil Cleaning (all units - savings at 50% of DEER) Com All CZ10 VintAll | 0 | 7 | Commercial | 01-ALC-AllCommercial-Cooling | 0 |  |  |  |  | 10 | 10 | 0 | 0 | 0 | 0 | 74 |  | kWh | 0.0665 | 0 | Commercial |  | Annual | [5 empty] | 3 | 1 |  |  |  | 1 | 0 | 0 | 4 | 0 | 0 | 0 | 0 | 0 | 0 | 0 | 0 | 2006 Qtr 1: 0; 2006 Qtr 2: 0; 2006 Qtr 3: 0; 2006 Qtr 4: 0; 2007 Qtr 1: 0; 2007 Qtr 2: 0; 2007 Qtr 3: 0; 2007 Qtr 4: 0; 2008 Qtr 1: 0; 2008 Qtr 2: 0; 2008 Qtr 3: 0; 2008 Qtr 4: 4 | 4
0 | 267030-Commercial HVAC Diagnostic/Tune-up Com All CZ10 VintAll | 0 | 7 | Commercial | 01-ALC-AllCommercial-Cooling | 0 |  |  |  |  | 67.6133 | 67.6133 | 0 | 0 | 0 | 0 | 35.68 |  | kWh | 0.04 | 0 | Commercial |  | Annual | [5 empty] | 10 | 1 |  |  |  | 1 | 0 | 0 | 2.68 | 0 | 0 | 0 | 0 | 0 | 0 | 0 | 0 | 2006 Qtr 1: 0; 2006 Qtr 2: 0; 2006 Qtr 3: 0; 2006 Qtr 4: 0; 2007 Qtr 1: 0; 2007 Qtr 2: 0; 2007 Qtr 3: 0; 2007 Qtr 4: 0; 2008 Qtr 1: 0; 2008 Qtr 2: 0; 2008 Qtr 3: 0; 2008 Qtr 4: 2.68 | 2.68
0 | 267045-Commercial Condensor Coil Cleaning (all units - savings at 50% of DEER) Com All CZ10 VintAll | 0 | 7 | Commercial | 01-ALC-AllCommercial-Cooling | 0 |  |  |  |  | 10 | 10 | 0 | 0 | 0 | 0 | 74 |  | kWh | 0.0665 | 0 | Commercial |  | Annual | [5 empty] | 3 | 1 |  |  |  | 1 | 0 | 0 | 4 | 0 | 0 | 0 | 0 | 0 | 0 | 0 | 0 | 2006 Qtr 1: 0; 2006 Qtr 2: 0; 2006 Qtr 3: 0; 2006 Qtr 4: 0; 2007 Qtr 1: 0; 2007 Qtr 2: 0; 2007 Qtr 3: 0; 2007 Qtr 4: 0; 2008 Qtr 1: 0; 2008 Qtr 2: 0; 2008 Qtr 3: 0; 2008 Qtr 4: 4 | 4
0 | 267030-Commercial HVAC Diagnostic/Tune-up Com All CZ10 VintAll | 0 | 7 | Commercial | 01-ALC-AllCommercial-Cooling | 0 |  |  |  |  | 67.6133 | 67.6133 | 0 | 0 | 0 | 0 | 35.68 |  | kWh | 0.04 | 0 | Commercial |  | Annual | [5 empty] | 10 | 1 |  |  |  | 1 | 0 | 0 | 2.68 | 0 | 0 | 0 | 0 | 0 | 0 | 0 | 0 | 2006 Qtr 1: 0; 2006 Qtr 2: 0; 2006 Qtr 3: 0; 2006 Qtr 4: 0; 2007 Qtr 1: 0; 2007 Qtr 2: 0; 2007 Qtr 3: 0; 2007 Qtr 4: 0; 2008 Qtr 1: 0; 2008 Qtr 2: 0; 2008 Qtr 3: 0; 2008 Qtr 4: 2.68 | 2.68
0 | 267045-Commercial Condensor Coil Cleaning (all units - savings at 50% of DEER) Com All CZ10 VintAll | 0 | 7 | Commercial | 01-ALC-AllCommercial-Cooling | 0 |  |  |  |  | 10 | 10 | 0 | 0 | 0 | 0 | 74 |  | kWh | 0.0665 | 0 | Commercial |  | Annual | [5 empty] | 3 | 1 |  |  |  | 1 | 0 | 0 | 4 | 0 | 0 | 0 | 0 | 0 | 0 | 0 | 0 | 2006 Qtr 1: 0; 2006 Qtr 2: 0; 2006 Qtr 3: 0; 2006 Qtr 4: 0; 2007 Qtr 1: 0; 2007 Qtr 2: 0; 2007 Qtr 3: 0; 2007 Qtr 4: 0; 2008 Qtr 1: 0; 2008 Qtr 2: 0; 2008 Qtr 3: 0; 2008 Qtr 4: 4 | 4
0 | 267030-Commercial HVAC Diagnostic/Tune-up Com All CZ10 VintAll | 0 | 7 | Commercial | 01-ALC-AllCommercial-Cooling | 0 |  |  |  |  | 67.6133 | 67.6133 | 0 | 0 | 0 | 0 | 35.68 |  | kWh | 0.04 | 0 | Commercial |  | Annual | [5 empty] | 10 | 1 |  |  |  | 1 | 0 | 0 | 2.68 | 0 | 0 | 0 | 0 | 0 | 0 | 0 | 0 | 2006 Qtr 1: 0; 2006 Qtr 2: 0; 2006 Qtr 3: 0; 2006 Qtr 4: 0; 2007 Qtr 1: 0; 2007 Qtr 2: 0; 2007 Qtr 3: 0; 2007 Qtr 4: 0; 2008 Qtr 1: 0; 2008 Qtr 2: 0; 2008 Qtr 3: 0; 2008 Qtr 4: 2.68 | 2.68
0 | 267045-Commercial Condensor Coil Cleaning (all units - savings at 50% of DEER) Com All CZ10 VintAll | 0 | 7 | Commercial | 01-ALC-AllCommercial-Cooling | 0 |  |  |  |  | 10 | 10 | 0 | 0 | 0 | 0 | 74 |  | kWh | 0.0665 | 0 | Commercial |  | Annual | [5 empty] | 3 | 1 |  |  |  | 1 | 0 | 0 | 4 | 0 | 0 | 0 | 0 | 0 | 0 | 0 | 0 | 2006 Qtr 1: 0; 2006 Qtr 2: 0; 2006 Qtr 3: 0; 2006 Qtr 4: 0; 2007 Qtr 1: 0; 2007 Qtr 2: 0; 2007 Qtr 3: 0; 2007 Qtr 4: 0; 2008 Qtr 1: 0; 2008 Qtr 2: 0; 2008 Qtr 3: 0; 2008 Qtr 4: 4 | 4
0 | 267030-Commercial HVAC Diagnostic/Tune-up Com All CZ10 VintAll | 0 | 7 | Commercial | 01-ALC-AllCommercial-Cooling | 0 |  |  |  |  | 67.6133 | 67.6133 | 0 | 0 | 0 | 0 | 35.68 |  | kWh | 0.04 | 0 | Commercial |  | Annual | [5 empty] | 10 | 1 |  |  |  | 1 | 0 | 0 | 2.68 | 0 | 0 | 0 | 0 | 0 | 0 | 0 | 0 | 2006 Qtr 1: 0; 2006 Qtr 2: 0; 2006 Qtr 3: 0; 2006 Qtr 4: 0; 2007 Qtr 1: 0; 2007 Qtr 2: 0; 2007 Qtr 3: 0; 2007 Qtr 4: 0; 2008 Qtr 1: 0; 2008 Qtr 2: 0; 2008 Qtr 3: 0; 2008 Qtr 4: 2.68 | 2.68
0 | 267045-Commercial Condensor Coil Cleaning (all units - savings at 50% of DEER) Com All CZ10 VintAll | 0 | 7 | Commercial | 01-ALC-AllCommercial-Cooling | 0 |  |  |  |  | 10 | 10 | 0 | 0 | 0 | 0 | 74 |  | kWh | 0.0665 | 0 | Commercial |  | Annual | [5 empty] | 3 | 1 |  |  |  | 1 | 0 | 0 | 4 | 0 | 0 | 0 | 0 | 0 | 0 | 0 | 0 | 2006 Qtr 1: 0; 2006 Qtr 2: 0; 2006 Qtr 3: 0; 2006 Qtr 4: 0; 2007 Qtr 1: 0; 2007 Qtr 2: 0; 2007 Qtr 3: 0; 2007 Qtr 4: 0; 2008 Qtr 1: 0; 2008 Qtr 2: 0; 2008 Qtr 3: 0; 2008 Qtr 4: 4 | 4
0 | 267030-Commercial HVAC Diagnostic/Tune-up Com All CZ10 VintAll | 0 | 7 | Commercial | 01-ALC-AllCommercial-Cooling | 0 |  |  |  |  | 67.6133 | 67.6133 | 0 | 0 | 0 | 0 | 35.68 |  | kWh | 0.04 | 0 | Commercial |  | Annual | [5 empty] | 10 | 1 |  |  |  | 1 | 0 | 0 | 6.7 | 0 | 0 | 0 | 0 | 0 | 0 | 0 | 0 | 2006 Qtr 1: 0; 2006 Qtr 2: 0; 2006 Qtr 3: 0; 2006 Qtr 4: 0; 2007 Qtr 1: 0; 2007 Qtr 2: 0; 2007 Qtr 3: 0; 2007 Qtr 4: 0; 2008 Qtr 1: 0; 2008 Qtr 2: 0; 2008 Qtr 3: 0; 2008 Qtr 4: 6.7 | 6.7
0 | 267045-Commercial Condensor Coil Cleaning (all units - savings at 50% of DEER) Com All CZ10 VintAll | 0 | 7 | Commercial | 01-ALC-AllCommercial-Cooling | 0 |  |  |  |  | 10 | 10 | 0 | 0 | 0 | 0 | 74 |  | kWh | 0.0665 | 0 | Commercial |  | Annual | [5 empty] | 3 | 1 |  |  |  | 1 | 0 | 0 | 10 | 0 | 0 | 0 | 0 | 0 | 0 | 0 | 0 | 2006 Qtr 1: 0; 2006 Qtr 2: 0; 2006 Qtr 3: 0; 2006 Qtr 4: 0; 2007 Qtr 1: 0; 2007 Qtr 2: 0; 2007 Qtr 3: 0; 2007 Qtr 4: 0; 2008 Qtr 1: 0; 2008 Qtr 2: 0; 2008 Qtr 3: 0; 2008 Qtr 4: 10 | 10
0 | 267030-Commercial HVAC Diagnostic/Tune-up Com All CZ10 VintAll | 0 | 7 | Commercial | 01-ALC-AllCommercial-Cooling | 0 |  |  |  |  | 67.6133 | 67.6133 | 0 | 0 | 0 | 0 | 35.68 |  | kWh | 0.04 | 0 | Commercial |  | Annual | [5 empty] | 10 | 1 |  |  |  | 1 | 0 | 0 | 6.7 | 0 | 0 | 0 | 0 | 0 | 0 | 0 | 0 | 2006 Qtr 1: 0; 2006 Qtr 2: 0; 2006 Qtr 3: 0; 2006 Qtr 4: 0; 2007 Qtr 1: 0; 2007 Qtr 2: 0; 2007 Qtr 3: 0; 2007 Qtr 4: 0; 2008 Qtr 1: 0; 2008 Qtr 2: 0; 2008 Qtr 3: 0; 2008 Qtr 4: 6.7 | 6.7
0 | 267045-Commercial Condensor Coil Cleaning (all units - savings at 50% of DEER) Com All CZ10 VintAll | 0 | 7 | Commercial | 01-ALC-AllCommercial-Cooling | 0 |  |  |  |  | 10 | 10 | 0 | 0 | 0 | 0 | 74 |  | kWh | 0.0665 | 0 | Commercial |  | Annual | [5 empty] | 3 | 1 |  |  |  | 1 | 0 | 0 | 10 | 0 | 0 | 0 | 0 | 0 | 0 | 0 | 0 | 2006 Qtr 1: 0; 2006 Qtr 2: 0; 2006 Qtr 3: 0; 2006 Qtr 4: 0; 2007 Qtr 1: 0; 2007 Qtr 2: 0; 2007 Qtr 3: 0; 2007 Qtr 4: 0; 2008 Qtr 1: 0; 2008 Qtr 2: 0; 2008 Qtr 3: 0; 2008 Qtr 4: 10 | 10
0 | 267030-Commercial HVAC Diagnostic/Tune-up Com All CZ10 VintAll | 0 | 7 | Commercial | 01-ALC-AllCommercial-Cooling | 0 |  |  |  |  | 67.6133 | 72.4428 | 0 | 0 | 0 | -4.8295 | 35.68 |  | kWh | 0.04 | 0 | Commercial |  | Annual | [5 empty] | 10 | 1 |  |  |  | 1 | 0 | 0 | 4.69 | 0 | 0 | 0 | 0 | 0 | 0 | 0 | 0 | 2006 Qtr 1: 0; 2006 Qtr 2: 0; 2006 Qtr 3: 0; 2006 Qtr 4: 0; 2007 Qtr 1: 0; 2007 Qtr 2: 0; 2007 Qtr 3: 0; 2007 Qtr 4: 0; 2008 Qtr 1: 0; 2008 Qtr 2: 0; 2008 Qtr 3: 0; 2008 Qtr 4: 4.69 | 4.69
0 | 267045-Commercial Condensor Coil Cleaning (all units - savings at 50% of DEER) Com All CZ10 VintAll | 0 | 7 | Commercial | 01-ALC-AllCommercial-Cooling | 0 |  |  |  |  | 10 | 10.7143 | 0 | 0 | 0 | -0.71429 | 74 |  | kWh | 0.0665 | 0 | Commercial |  | Annual | [5 empty] | 3 | 1 |  |  |  | 1 | 0 | 0 | 7 | 0 | 0 | 0 | 0 | 0 | 0 | 0 | 0 | 2006 Qtr 1: 0; 2006 Qtr 2: 0; 2006 Qtr 3: 0; 2006 Qtr 4: 0; 2007 Qtr 1: 0; 2007 Qtr 2: 0; 2007 Qtr 3: 0; 2007 Qtr 4: 0; 2008 Qtr 1: 0; 2008 Qtr 2: 0; 2008 Qtr 3: 0; 2008 Qtr 4: 7 | 7
0 | 267030-Commercial HVAC Diagnostic/Tune-up Com All CZ10 VintAll | 0 | 7 | Commercial | 01-ALC-AllCommercial-Cooling | 0 |  |  |  |  | 67.6133 | 72.4428 | 0 | 0 | 0 | -4.8295 | 35.68 |  | kWh | 0.04 | 0 | Commercial |  | Annual | [5 empty] | 10 | 1 |  |  |  | 1 | 0 | 0 | 4.69 | 0 | 0 | 0 | 0 | 0 | 0 | 0 | 0 | 2006 Qtr 1: 0; 2006 Qtr 2: 0; 2006 Qtr 3: 0; 2006 Qtr 4: 0; 2007 Qtr 1: 0; 2007 Qtr 2: 0; 2007 Qtr 3: 0; 2007 Qtr 4: 0; 2008 Qtr 1: 0; 2008 Qtr 2: 0; 2008 Qtr 3: 0; 2008 Qtr 4: 4.69 | 4.69
0 | 267045-Commercial Condensor Coil Cleaning (all units - savings at 50% of DEER) Com All CZ10 VintAll | 0 | 7 | Commercial | 01-ALC-AllCommercial-Cooling | 0 |  |  |  |  | 10 | 10.7143 | 0 | 0 | 0 | -0.71429 | 74 |  | kWh | 0.0665 | 0 | Commercial |  | Annual | [5 empty] | 3 | 1 |  |  |  | 1 | 0 | 0 | 7 | 0 | 0 | 0 | 0 | 0 | 0 | 0 | 0 | 2006 Qtr 1: 0; 2006 Qtr 2: 0; 2006 Qtr 3: 0; 2006 Qtr 4: 0; 2007 Qtr 1: 0; 2007 Qtr 2: 0; 2007 Qtr 3: 0; 2007 Qtr 4: 0; 2008 Qtr 1: 0; 2008 Qtr 2: 0; 2008 Qtr 3: 0; 2008 Qtr 4: 7 | 7
0 | 267030-Commercial HVAC Diagnostic/Tune-up Com All CZ10 VintAll | 0 | 7 | Commercial | 01-ALC-AllCommercial-Cooling | 0 |  |  |  |  | 67.6133 | 67.6133 | 0 | 0 | 0 | 0 | 35.68 |  | kWh | 0.04 | 0 | Commercial |  | Annual | [5 empty] | 10 | 1 |  |  |  | 1 | 0 | 0 | 2.68 | 0 | 0 | 0 | 0 | 0 | 0 | 0 | 0 | 2006 Qtr 1: 0; 2006 Qtr 2: 0; 2006 Qtr 3: 0; 2006 Qtr 4: 0; 2007 Qtr 1: 0; 2007 Qtr 2: 0; 2007 Qtr 3: 0; 2007 Qtr 4: 0; 2008 Qtr 1: 0; 2008 Qtr 2: 0; 2008 Qtr 3: 0; 2008 Qtr 4: 2.68 | 2.68
0 | 267045-Commercial Condensor Coil Cleaning (all units - savings at 50% of DEER) Com All CZ10 VintAll | 0 | 7 | Commercial | 01-ALC-AllCommercial-Cooling | 0 |  |  |  |  | 10 | 10 | 0 | 0 | 0 | 0 | 74 |  | kWh | 0.0665 | 0 | Commercial |  | Annual | [5 empty] | 3 | 1 |  |  |  | 1 | 0 | 0 | 4 | 0 | 0 | 0 | 0 | 0 | 0 | 0 | 0 | 2006 Qtr 1: 0; 2006 Qtr 2: 0; 2006 Qtr 3: 0; 2006 Qtr 4: 0; 2007 Qtr 1: 0; 2007 Qtr 2: 0; 2007 Qtr 3: 0; 2007 Qtr 4: 0; 2008 Qtr 1: 0; 2008 Qtr 2: 0; 2008 Qtr 3: 0; 2008 Qtr 4: 4 | 4
0 | 267030-Commercial HVAC Diagnostic/Tune-up Com All CZ10 VintAll | 0 | 7 | Commercial | 01-ALC-AllCommercial-Cooling | 0 |  |  |  |  | 67.6133 | 67.6133 | 0 | 0 | 0 | 0 | 35.68 |  | kWh | 0.04 | 0 | Commercial |  | Annual | [5 empty] | 10 | 1 |  |  |  | 1 | 0 | 0 | 2.68 | 0 | 0 | 0 | 0 | 0 | 0 | 0 | 0 | 2006 Qtr 1: 0; 2006 Qtr 2: 0; 2006 Qtr 3: 0; 2006 Qtr 4: 0; 2007 Qtr 1: 0; 2007 Qtr 2: 0; 2007 Qtr 3: 0; 2007 Qtr 4: 0; 2008 Qtr 1: 0; 2008 Qtr 2: 0; 2008 Qtr 3: 0; 2008 Qtr 4: 2.68 | 2.68
0 | 267045-Commercial Condensor Coil Cleaning (all units - savings at 50% of DEER) Com All CZ10 VintAll | 0 | 7 | Commercial | 01-ALC-AllCommercial-Cooling | 0 |  |  |  |  | 10 | 10 | 0 | 0 | 0 | 0 | 74 |  | kWh | 0.0665 | 0 | Commercial |  | Annual | [5 empty] | 3 | 1 |  |  |  | 1 | 0 | 0 | 4 | 0 | 0 | 0 | 0 | 0 | 0 | 0 | 0 | 2006 Qtr 1: 0; 2006 Qtr 2: 0; 2006 Qtr 3: 0; 2006 Qtr 4: 0; 2007 Qtr 1: 0; 2007 Qtr 2: 0; 2007 Qtr 3: 0; 2007 Qtr 4: 0; 2008 Qtr 1: 0; 2008 Qtr 2: 0; 2008 Qtr 3: 0; 2008 Qtr 4: 4 | 4
0 | 267030-Commercial HVAC Diagnostic/Tune-up Com All CZ10 VintAll | 0 | 7 | Commercial | 01-ALC-AllCommercial-Cooling | 0 |  |  |  |  | 67.6133 | 67.6133 | 0 | 0 | 0 | 0 | 35.68 |  | kWh | 0.04 | 0 | Commercial |  | Annual | [5 empty] | 10 | 1 |  |  |  | 1 | 0 | 0 | 2.68 | 0 | 0 | 0 | 0 | 0 | 0 | 0 | 0 | 2006 Qtr 1: 0; 2006 Qtr 2: 0; 2006 Qtr 3: 0; 2006 Qtr 4: 0; 2007 Qtr 1: 0; 2007 Qtr 2: 0; 2007 Qtr 3: 0; 2007 Qtr 4: 0; 2008 Qtr 1: 0; 2008 Qtr 2: 0; 2008 Qtr 3: 0; 2008 Qtr 4: 2.68 | 2.68
0 | 267045-Commercial Condensor Coil Cleaning (all units - savings at 50% of DEER) Com All CZ10 VintAll | 0 | 7 | Commercial | 01-ALC-AllCommercial-Cooling | 0 |  |  |  |  | 10 | 10 | 0 | 0 | 0 | 0 | 74 |  | kWh | 0.0665 | 0 | Commercial |  | Annual | [5 empty] | 3 | 1 |  |  |  | 1 | 0 | 0 | 4 | 0 | 0 | 0 | 0 | 0 | 0 | 0 | 0 | 2006 Qtr 1: 0; 2006 Qtr 2: 0; 2006 Qtr 3: 0; 2006 Qtr 4: 0; 2007 Qtr 1: 0; 2007 Qtr 2: 0; 2007 Qtr 3: 0; 2007 Qtr 4: 0; 2008 Qtr 1: 0; 2008 Qtr 2: 0; 2008 Qtr 3: 0; 2008 Qtr 4: 4 | 4
0 | 267030-Commercial HVAC Diagnostic/Tune-up Com All CZ10 VintAll | 0 | 7 | Commercial | 01-ALC-AllCommercial-Cooling | 0 |  |  |  |  | 67.6133 | 67.6133 | 0 | 0 | 0 | 0 | 35.68 |  | kWh | 0.04 | 0 | Commercial |  | Annual | [5 empty] | 10 | 1 |  |  |  | 1 | 0 | 0 | 2.68 | 0 | 0 | 0 | 0 | 0 | 0 | 0 | 0 | 2006 Qtr 1: 0; 2006 Qtr 2: 0; 2006 Qtr 3: 0; 2006 Qtr 4: 0; 2007 Qtr 1: 0; 2007 Qtr 2: 0; 2007 Qtr 3: 0; 2007 Qtr 4: 0; 2008 Qtr 1: 0; 2008 Qtr 2: 0; 2008 Qtr 3: 0; 2008 Qtr 4: 2.68 | 2.68
0 | 267045-Commercial Condensor Coil Cleaning (all units - savings at 50% of DEER) Com All CZ10 VintAll | 0 | 7 | Commercial | 01-ALC-AllCommercial-Cooling | 0 |  |  |  |  | 10 | 10 | 0 | 0 | 0 | 0 | 74 |  | kWh | 0.0665 | 0 | Commercial |  | Annual | [5 empty] | 3 | 1 |  |  |  | 1 | 0 | 0 | 4 | 0 | 0 | 0 | 0 | 0 | 0 | 0 | 0 | 2006 Qtr 1: 0; 2006 Qtr 2: 0; 2006 Qtr 3: 0; 2006 Qtr 4: 0; 2007 Qtr 1: 0; 2007 Qtr 2: 0; 2007 Qtr 3: 0; 2007 Qtr 4: 0; 2008 Qtr 1: 0; 2008 Qtr 2: 0; 2008 Qtr 3: 0; 2008 Qtr 4: 4 | 4
0 | 267030-Commercial HVAC Diagnostic/Tune-up Com All CZ10 VintAll | 0 | 7 | Commercial | 01-ALC-AllCommercial-Cooling | 0 |  |  |  |  | 67.6133 | 67.6133 | 0 | 0 | 0 | 0 | 35.68 |  | kWh | 0.04 | 0 | Commercial |  | Annual | [5 empty] | 10 | 1 |  |  |  | 1 | 0 | 0 | 2.68 | 0 | 0 | 0 | 0 | 0 | 0 | 0 | 0 | 2006 Qtr 1: 0; 2006 Qtr 2: 0; 2006 Qtr 3: 0; 2006 Qtr 4: 0; 2007 Qtr 1: 0; 2007 Qtr 2: 0; 2007 Qtr 3: 0; 2007 Qtr 4: 0; 2008 Qtr 1: 0; 2008 Qtr 2: 0; 2008 Qtr 3: 0; 2008 Qtr 4: 2.68 | 2.68
0 | 267045-Commercial Condensor Coil Cleaning (all units - savings at 50% of DEER) Com All CZ10 VintAll | 0 | 7 | Commercial | 01-ALC-AllCommercial-Cooling | 0 |  |  |  |  | 10 | 10 | 0 | 0 | 0 | 0 | 74 |  | kWh | 0.0665 | 0 | Commercial |  | Annual | [5 empty] | 3 | 1 |  |  |  | 1 | 0 | 0 | 4 | 0 | 0 | 0 | 0 | 0 | 0 | 0 | 0 | 2006 Qtr 1: 0; 2006 Qtr 2: 0; 2006 Qtr 3: 0; 2006 Qtr 4: 0; 2007 Qtr 1: 0; 2007 Qtr 2: 0; 2007 Qtr 3: 0; 2007 Qtr 4: 0; 2008 Qtr 1: 0; 2008 Qtr 2: 0; 2008 Qtr 3: 0; 2008 Qtr 4: 4 | 4
0 | 267030-Commercial HVAC Diagnostic/Tune-up Com All CZ10 VintAll | 0 | 7 | Commercial | 01-ALC-AllCommercial-Cooling | 0 |  |  |  |  | 67.6133 | 67.6133 | 0 | 0 | 0 | 0 | 35.68 |  | kWh | 0.04 | 0 | Commercial |  | Annual | [5 empty] | 10 | 1 |  |  |  | 1 | 0 | 0 | 2.68 | 0 | 0 | 0 | 0 | 0 | 0 | 0 | 0 | 2006 Qtr 1: 0; 2006 Qtr 2: 0; 2006 Qtr 3: 0; 2006 Qtr 4: 0; 2007 Qtr 1: 0; 2007 Qtr 2: 0; 2007 Qtr 3: 0; 2007 Qtr 4: 0; 2008 Qtr 1: 0; 2008 Qtr 2: 0; 2008 Qtr 3: 0; 2008 Qtr 4: 2.68 | 2.68
0 | 267045-Commercial Condensor Coil Cleaning (all units - savings at 50% of DEER) Com All CZ10 VintAll | 0 | 7 | Commercial | 01-ALC-AllCommercial-Cooling | 0 |  |  |  |  | 10 | 10 | 0 | 0 | 0 | 0 | 74 |  | kWh | 0.0665 | 0 | Commercial |  | Annual | [5 empty] | 3 | 1 |  |  |  | 1 | 0 | 0 | 4 | 0 | 0 | 0 | 0 | 0 | 0 | 0 | 0 | 2006 Qtr 1: 0; 2006 Qtr 2: 0; 2006 Qtr 3: 0; 2006 Qtr 4: 0; 2007 Qtr 1: 0; 2007 Qtr 2: 0; 2007 Qtr 3: 0; 2007 Qtr 4: 0; 2008 Qtr 1: 0; 2008 Qtr 2: 0; 2008 Qtr 3: 0; 2008 Qtr 4: 4 | 4
0 | 267030-Commercial HVAC Diagnostic/Tune-up Com All CZ10 VintAll | 0 | 7 | Commercial | 01-ALC-AllCommercial-Cooling | 0 |  |  |  |  | 67.6133 | 67.6133 | 0 | 0 | 0 | 0 | 35.68 |  | kWh | 0.04 | 0 | Commercial |  | Annual | [5 empty] | 10 | 1 |  |  |  | 1 | 0 | 0 | 2.68 | 0 | 0 | 0 | 0 | 0 | 0 | 0 | 0 | 2006 Qtr 1: 0; 2006 Qtr 2: 0; 2006 Qtr 3: 0; 2006 Qtr 4: 0; 2007 Qtr 1: 0; 2007 Qtr 2: 0; 2007 Qtr 3: 0; 2007 Qtr 4: 0; 2008 Qtr 1: 0; 2008 Qtr 2: 0; 2008 Qtr 3: 0; 2008 Qtr 4: 2.68 | 2.68
0 | 267045-Commercial Condensor Coil Cleaning (all units - savings at 50% of DEER) Com All CZ10 VintAll | 0 | 7 | Commercial | 01-ALC-AllCommercial-Cooling | 0 |  |  |  |  | 10 | 10 | 0 | 0 | 0 | 0 | 74 |  | kWh | 0.0665 | 0 | Commercial |  | Annual | [5 empty] | 3 | 1 |  |  |  | 1 | 0 | 0 | 4 | 0 | 0 | 0 | 0 | 0 | 0 | 0 | 0 | 2006 Qtr 1: 0; 2006 Qtr 2: 0; 2006 Qtr 3: 0; 2006 Qtr 4: 0; 2007 Qtr 1: 0; 2007 Qtr 2: 0; 2007 Qtr 3: 0; 2007 Qtr 4: 0; 2008 Qtr 1: 0; 2008 Qtr 2: 0; 2008 Qtr 3: 0; 2008 Qtr 4: 4 | 4
0 | 267030-Commercial HVAC Diagnostic/Tune-up Com All CZ10 VintAll | 0 | 7 | Commercial | 01-ALC-AllCommercial-Cooling | 0 |  |  |  |  | 67.6133 | 67.6133 | 0 | 0 | 0 | 0 | 35.68 |  | kWh | 0.04 | 0 | Commercial |  | Annual | [5 empty] | 10 | 1 |  |  |  | 1 | 0 | 0 | 6.7 | 0 | 0 | 0 | 0 | 0 | 0 | 0 | 0 | 2006 Qtr 1: 0; 2006 Qtr 2: 0; 2006 Qtr 3: 0; 2006 Qtr 4: 0; 2007 Qtr 1: 0; 2007 Qtr 2: 0; 2007 Qtr 3: 0; 2007 Qtr 4: 0; 2008 Qtr 1: 0; 2008 Qtr 2: 0; 2008 Qtr 3: 0; 2008 Qtr 4: 6.7 | 6.7
0 | 267045-Commercial Condensor Coil Cleaning (all units - savings at 50% of DEER) Com All CZ10 VintAll | 0 | 7 | Commercial | 01-ALC-AllCommercial-Cooling | 0 |  |  |  |  | 10 | 10 | 0 | 0 | 0 | 0 | 74 |  | kWh | 0.0665 | 0 | Commercial |  | Annual | [5 empty] | 3 | 1 |  |  |  | 1 | 0 | 0 | 10 | 0 | 0 | 0 | 0 | 0 | 0 | 0 | 0 | 2006 Qtr 1: 0; 2006 Qtr 2: 0; 2006 Qtr 3: 0; 2006 Qtr 4: 0; 2007 Qtr 1: 0; 2007 Qtr 2: 0; 2007 Qtr 3: 0; 2007 Qtr 4: 0; 2008 Qtr 1: 0; 2008 Qtr 2: 0; 2008 Qtr 3: 0; 2008 Qtr 4: 10 | 10
0 | 267030-Commercial HVAC Diagnostic/Tune-up Com All CZ10 VintAll | 0 | 7 | Commercial | 01-ALC-AllCommercial-Cooling | 0 |  |  |  |  | 67.6133 | 67.6133 | 0 | 0 | 0 | 0 | 35.68 |  | kWh | 0.04 | 0 | Commercial |  | Annual | [5 empty] | 10 | 1 |  |  |  | 1 | 0 | 0 | 6.7 | 0 | 0 | 0 | 0 | 0 | 0 | 0 | 0 | 2006 Qtr 1: 0; 2006 Qtr 2: 0; 2006 Qtr 3: 0; 2006 Qtr 4: 0; 2007 Qtr 1: 0; 2007 Qtr 2: 0; 2007 Qtr 3: 0; 2007 Qtr 4: 0; 2008 Qtr 1: 0; 2008 Qtr 2: 0; 2008 Qtr 3: 0; 2008 Qtr 4: 6.7 | 6.7
0 | 267045-Commercial Condensor Coil Cleaning (all units - savings at 50% of DEER) Com All CZ10 VintAll | 0 | 7 | Commercial | 01-ALC-AllCommercial-Cooling | 0 |  |  |  |  | 10 | 10 | 0 | 0 | 0 | 0 | 74 |  | kWh | 0.0665 | 0 | Commercial |  | Annual | [5 empty] | 3 | 1 |  |  |  | 1 | 0 | 0 | 10 | 0 | 0 | 0 | 0 | 0 | 0 | 0 | 0 | 2006 Qtr 1: 0; 2006 Qtr 2: 0; 2006 Qtr 3: 0; 2006 Qtr 4: 0; 2007 Qtr 1: 0; 2007 Qtr 2: 0; 2007 Qtr 3: 0; 2007 Qtr 4: 0; 2008 Qtr 1: 0; 2008 Qtr 2: 0; 2008 Qtr 3: 0; 2008 Qtr 4: 10 | 10
0 | 267030-Commercial HVAC Diagnostic/Tune-up Com All CZ10 VintAll | 0 | 7 | Commercial | 01-ALC-AllCommercial-Cooling | 0 |  |  |  |  | 67.6133 | 67.6133 | 0 | 0 | 0 | 0 | 35.68 |  | kWh | 0.04 | 0 | Commercial |  | Annual | [5 empty] | 10 | 1 |  |  |  | 1 | 0 | 0 | 6.7 | 0 | 0 | 0 | 0 | 0 | 0 | 0 | 0 | 2006 Qtr 1: 0; 2006 Qtr 2: 0; 2006 Qtr 3: 0; 2006 Qtr 4: 0; 2007 Qtr 1: 0; 2007 Qtr 2: 0; 2007 Qtr 3: 0; 2007 Qtr 4: 0; 2008 Qtr 1: 0; 2008 Qtr 2: 0; 2008 Qtr 3: 0; 2008 Qtr 4: 6.7 | 6.7
0 | 267045-Commercial Condensor Coil Cleaning (all units - savings at 50% of DEER) Com All CZ10 VintAll | 0 | 7 | Commercial | 01-ALC-AllCommercial-Cooling | 0 |  |  |  |  | 10 | 10 | 0 | 0 | 0 | 0 | 74 |  | kWh | 0.0665 | 0 | Commercial |  | Annual | [5 empty] | 3 | 1 |  |  |  | 1 | 0 | 0 | 10 | 0 | 0 | 0 | 0 | 0 | 0 | 0 | 0 | 2006 Qtr 1: 0; 2006 Qtr 2: 0; 2006 Qtr 3: 0; 2006 Qtr 4: 0; 2007 Qtr 1: 0; 2007 Qtr 2: 0; 2007 Qtr 3: 0; 2007 Qtr 4: 0; 2008 Qtr 1: 0; 2008 Qtr 2: 0; 2008 Qtr 3: 0; 2008 Qtr 4: 10 | 10
0 | 267030-Commercial HVAC Diagnostic/Tune-up Com All CZ10 VintAll | 0 | 7 | Commercial | 01-ALC-AllCommercial-Cooling | 0 |  |  |  |  | 67.6133 | 67.6133 | 0 | 0 | 0 | 0 | 35.68 |  | kWh | 0.04 | 0 | Commercial |  | Annual | [5 empty] | 10 | 1 |  |  |  | 1 | 0 | 0 | 2.68 | 0 | 0 | 0 | 0 | 0 | 0 | 0 | 0 | 2006 Qtr 1: 0; 2006 Qtr 2: 0; 2006 Qtr 3: 0; 2006 Qtr 4: 0; 2007 Qtr 1: 0; 2007 Qtr 2: 0; 2007 Qtr 3: 0; 2007 Qtr 4: 0; 2008 Qtr 1: 0; 2008 Qtr 2: 0; 2008 Qtr 3: 0; 2008 Qtr 4: 2.68 | 2.68
0 | 267045-Commercial Condensor Coil Cleaning (all units - savings at 50% of DEER) Com All CZ10 VintAll | 0 | 7 | Commercial | 01-ALC-AllCommercial-Cooling | 0 |  |  |  |  | 10 | 10 | 0 | 0 | 0 | 0 | 74 |  | kWh | 0.0665 | 0 | Commercial |  | Annual | [5 empty] | 3 | 1 |  |  |  | 1 | 0 | 0 | 4 | 0 | 0 | 0 | 0 | 0 | 0 | 0 | 0 | 2006 Qtr 1: 0; 2006 Qtr 2: 0; 2006 Qtr 3: 0; 2006 Qtr 4: 0; 2007 Qtr 1: 0; 2007 Qtr 2: 0; 2007 Qtr 3: 0; 2007 Qtr 4: 0; 2008 Qtr 1: 0; 2008 Qtr 2: 0; 2008 Qtr 3: 0; 2008 Qtr 4: 4 | 4
0 | 267030-Commercial HVAC Diagnostic/Tune-up Com All CZ10 VintAll | 0 | 7 | Commercial | 01-ALC-AllCommercial-Cooling | 0 |  |  |  |  | 67.6133 | 67.6133 | 0 | 0 | 0 | 0 | 35.68 |  | kWh | 0.04 | 0 | Commercial |  | Annual | [5 empty] | 10 | 1 |  |  |  | 1 | 0 | 0 | 2.68 | 0 | 0 | 0 | 0 | 0 | 0 | 0 | 0 | 2006 Qtr 1: 0; 2006 Qtr 2: 0; 2006 Qtr 3: 0; 2006 Qtr 4: 0; 2007 Qtr 1: 0; 2007 Qtr 2: 0; 2007 Qtr 3: 0; 2007 Qtr 4: 0; 2008 Qtr 1: 0; 2008 Qtr 2: 0; 2008 Qtr 3: 0; 2008 Qtr 4: 2.68 | 2.68
0 | 267045-Commercial Condensor Coil Cleaning (all units - savings at 50% of DEER) Com All CZ10 VintAll | 0 | 7 | Commercial | 01-ALC-AllCommercial-Cooling | 0 |  |  |  |  | 10 | 10 | 0 | 0 | 0 | 0 | 74 |  | kWh | 0.0665 | 0 | Commercial |  | Annual | [5 empty] | 3 | 1 |  |  |  | 1 | 0 | 0 | 4 | 0 | 0 | 0 | 0 | 0 | 0 | 0 | 0 | 2006 Qtr 1: 0; 2006 Qtr 2: 0; 2006 Qtr 3: 0; 2006 Qtr 4: 0; 2007 Qtr 1: 0; 2007 Qtr 2: 0; 2007 Qtr 3: 0; 2007 Qtr 4: 0; 2008 Qtr 1: 0; 2008 Qtr 2: 0; 2008 Qtr 3: 0; 2008 Qtr 4: 4 | 4
0 | 267030-Commercial HVAC Diagnostic/Tune-up Com All CZ10 VintAll | 0 | 7 | Commercial | 01-ALC-AllCommercial-Cooling | 0 |  |  |  |  | 67.6133 | 67.6133 | 0 | 0 | 0 | 0 | 35.68 |  | kWh | 0.04 | 0 | Commercial |  | Annual | [5 empty] | 10 | 1 |  |  |  | 1 | 0 | 0 | 2.68 | 0 | 0 | 0 | 0 | 0 | 0 | 0 | 0 | 2006 Qtr 1: 0; 2006 Qtr 2: 0; 2006 Qtr 3: 0; 2006 Qtr 4: 0; 2007 Qtr 1: 0; 2007 Qtr 2: 0; 2007 Qtr 3: 0; 2007 Qtr 4: 0; 2008 Qtr 1: 0; 2008 Qtr 2: 0; 2008 Qtr 3: 0; 2008 Qtr 4: 2.68 | 2.68
0 | 267045-Commercial Condensor Coil Cleaning (all units - savings at 50% of DEER) Com All CZ10 VintAll | 0 | 7 | Commercial | 01-ALC-AllCommercial-Cooling | 0 |  |  |  |  | 10 | 10 | 0 | 0 | 0 | 0 | 74 |  | kWh | 0.0665 | 0 | Commercial |  | Annual | [5 empty] | 3 | 1 |  |  |  | 1 | 0 | 0 | 4 | 0 | 0 | 0 | 0 | 0 | 0 | 0 | 0 | 2006 Qtr 1: 0; 2006 Qtr 2: 0; 2006 Qtr 3: 0; 2006 Qtr 4: 0; 2007 Qtr 1: 0; 2007 Qtr 2: 0; 2007 Qtr 3: 0; 2007 Qtr 4: 0; 2008 Qtr 1: 0; 2008 Qtr 2: 0; 2008 Qtr 3: 0; 2008 Qtr 4: 4 | 4
0 | 267030-Commercial HVAC Diagnostic/Tune-up Com All CZ10 VintAll | 0 | 7 | Commercial | 01-ALC-AllCommercial-Cooling | 0 |  |  |  |  | 67.6133 | 67.6133 | 0 | 0 | 0 | 0 | 35.68 |  | kWh | 0.04 | 0 | Commercial |  | Annual | [5 empty] | 10 | 1 |  |  |  | 1 | 0 | 0 | 2.68 | 0 | 0 | 0 | 0 | 0 | 0 | 0 | 0 | 2006 Qtr 1: 0; 2006 Qtr 2: 0; 2006 Qtr 3: 0; 2006 Qtr 4: 0; 2007 Qtr 1: 0; 2007 Qtr 2: 0; 2007 Qtr 3: 0; 2007 Qtr 4: 0; 2008 Qtr 1: 0; 2008 Qtr 2: 0; 2008 Qtr 3: 0; 2008 Qtr 4: 2.68 | 2.68
0 | 267045-Commercial Condensor Coil Cleaning (all units - savings at 50% of DEER) Com All CZ10 VintAll | 0 | 7 | Commercial | 01-ALC-AllCommercial-Cooling | 0 |  |  |  |  | 10 | 10 | 0 | 0 | 0 | 0 | 74 |  | kWh | 0.0665 | 0 | Commercial |  | Annual | [5 empty] | 3 | 1 |  |  |  | 1 | 0 | 0 | 4 | 0 | 0 | 0 | 0 | 0 | 0 | 0 | 0 | 2006 Qtr 1: 0; 2006 Qtr 2: 0; 2006 Qtr 3: 0; 2006 Qtr 4: 0; 2007 Qtr 1: 0; 2007 Qtr 2: 0; 2007 Qtr 3: 0; 2007 Qtr 4: 0; 2008 Qtr 1: 0; 2008 Qtr 2: 0; 2008 Qtr 3: 0; 2008 Qtr 4: 4 | 4
0 | 267030-Commercial HVAC Diagnostic/Tune-up Com All CZ10 VintAll | 0 | 7 | Commercial | 01-ALC-AllCommercial-Cooling | 0 |  |  |  |  | 67.6133 | 67.6133 | 0 | 0 | 0 | 0 | 35.68 |  | kWh | 0.04 | 0 | Commercial |  | Annual | [5 empty] | 10 | 1 |  |  |  | 1 | 0 | 0 | 2.68 | 0 | 0 | 0 | 0 | 0 | 0 | 0 | 0 | 2006 Qtr 1: 0; 2006 Qtr 2: 0; 2006 Qtr 3: 0; 2006 Qtr 4: 0; 2007 Qtr 1: 0; 2007 Qtr 2: 0; 2007 Qtr 3: 0; 2007 Qtr 4: 0; 2008 Qtr 1: 0; 2008 Qtr 2: 0; 2008 Qtr 3: 0; 2008 Qtr 4: 2.68 | 2.68
0 | 267045-Commercial Condensor Coil Cleaning (all units - savings at 50% of DEER) Com All CZ10 VintAll | 0 | 7 | Commercial | 01-ALC-AllCommercial-Cooling | 0 |  |  |  |  | 10 | 10 | 0 | 0 | 0 | 0 | 74 |  | kWh | 0.0665 | 0 | Commercial |  | Annual | [5 empty] | 3 | 1 |  |  |  | 1 | 0 | 0 | 4 | 0 | 0 | 0 | 0 | 0 | 0 | 0 | 0 | 2006 Qtr 1: 0; 2006 Qtr 2: 0; 2006 Qtr 3: 0; 2006 Qtr 4: 0; 2007 Qtr 1: 0; 2007 Qtr 2: 0; 2007 Qtr 3: 0; 2007 Qtr 4: 0; 2008 Qtr 1: 0; 2008 Qtr 2: 0; 2008 Qtr 3: 0; 2008 Qtr 4: 4 | 4
0 | 267030-Commercial HVAC Diagnostic/Tune-up Com All CZ10 VintAll | 0 | 7 | Commercial | 01-ALC-AllCommercial-Cooling | 0 |  |  |  |  | 67.6133 | 67.6133 | 0 | 0 | 0 | 0 | 35.68 |  | kWh | 0.04 | 0 | Commercial |  | Annual | [5 empty] | 10 | 1 |  |  |  | 1 | 0 | 0 | 2.68 | 0 | 0 | 0 | 0 | 0 | 0 | 0 | 0 | 2006 Qtr 1: 0; 2006 Qtr 2: 0; 2006 Qtr 3: 0; 2006 Qtr 4: 0; 2007 Qtr 1: 0; 2007 Qtr 2: 0; 2007 Qtr 3: 0; 2007 Qtr 4: 0; 2008 Qtr 1: 0; 2008 Qtr 2: 0; 2008 Qtr 3: 0; 2008 Qtr 4: 2.68 | 2.68
0 | 267045-Commercial Condensor Coil Cleaning (all units - savings at 50% of DEER) Com All CZ10 VintAll | 0 | 7 | Commercial | 01-ALC-AllCommercial-Cooling | 0 |  |  |  |  | 10 | 10 | 0 | 0 | 0 | 0 | 74 |  | kWh | 0.0665 | 0 | Commercial |  | Annual | [5 empty] | 3 | 1 |  |  |  | 1 | 0 | 0 | 4 | 0 | 0 | 0 | 0 | 0 | 0 | 0 | 0 | 2006 Qtr 1: 0; 2006 Qtr 2: 0; 2006 Qtr 3: 0; 2006 Qtr 4: 0; 2007 Qtr 1: 0; 2007 Qtr 2: 0; 2007 Qtr 3: 0; 2007 Qtr 4: 0; 2008 Qtr 1: 0; 2008 Qtr 2: 0; 2008 Qtr 3: 0; 2008 Qtr 4: 4 | 4
0 | 267030-Commercial HVAC Diagnostic/Tune-up Com All CZ10 VintAll | 0 | 7 | Commercial | 01-ALC-AllCommercial-Cooling | 0 |  |  |  |  | 67.6133 | 67.6133 | 0 | 0 | 0 | 0 | 35.68 |  | kWh | 0.04 | 0 | Commercial |  | Annual | [5 empty] | 10 | 1 |  |  |  | 1 | 0 | 0 | 2.68 | 0 | 0 | 0 | 0 | 0 | 0 | 0 | 0 | 2006 Qtr 1: 0; 2006 Qtr 2: 0; 2006 Qtr 3: 0; 2006 Qtr 4: 0; 2007 Qtr 1: 0; 2007 Qtr 2: 0; 2007 Qtr 3: 0; 2007 Qtr 4: 0; 2008 Qtr 1: 0; 2008 Qtr 2: 0; 2008 Qtr 3: 0; 2008 Qtr 4: 2.68 | 2.68
0 | 267045-Commercial Condensor Coil Cleaning (all units - savings at 50% of DEER) Com All CZ10 VintAll | 0 | 7 | Commercial | 01-ALC-AllCommercial-Cooling | 0 |  |  |  |  | 10 | 10 | 0 | 0 | 0 | 0 | 74 |  | kWh | 0.0665 | 0 | Commercial |  | Annual | [5 empty] | 3 | 1 |  |  |  | 1 | 0 | 0 | 4 | 0 | 0 | 0 | 0 | 0 | 0 | 0 | 0 | 2006 Qtr 1: 0; 2006 Qtr 2: 0; 2006 Qtr 3: 0; 2006 Qtr 4: 0; 2007 Qtr 1: 0; 2007 Qtr 2: 0; 2007 Qtr 3: 0; 2007 Qtr 4: 0; 2008 Qtr 1: 0; 2008 Qtr 2: 0; 2008 Qtr 3: 0; 2008 Qtr 4: 4 | 4
0 | 267030-Commercial HVAC Diagnostic/Tune-up Com All CZ10 VintAll | 0 | 7 | Commercial | 01-ALC-AllCommercial-Cooling | 0 |  |  |  |  | 67.6133 | 67.6133 | 0 | 0 | 0 | 0 | 35.68 |  | kWh | 0.04 | 0 | Commercial |  | Annual | [5 empty] | 10 | 1 |  |  |  | 1 | 0 | 0 | 2.68 | 0 | 0 | 0 | 0 | 0 | 0 | 0 | 0 | 2006 Qtr 1: 0; 2006 Qtr 2: 0; 2006 Qtr 3: 0; 2006 Qtr 4: 0; 2007 Qtr 1: 0; 2007 Qtr 2: 0; 2007 Qtr 3: 0; 2007 Qtr 4: 0; 2008 Qtr 1: 0; 2008 Qtr 2: 0; 2008 Qtr 3: 0; 2008 Qtr 4: 2.68 | 2.68
0 | 267045-Commercial Condensor Coil Cleaning (all units - savings at 50% of DEER) Com All CZ10 VintAll | 0 | 7 | Commercial | 01-ALC-AllCommercial-Cooling | 0 |  |  |  |  | 10 | 10 | 0 | 0 | 0 | 0 | 74 |  | kWh | 0.0665 | 0 | Commercial |  | Annual | [5 empty] | 3 | 1 |  |  |  | 1 | 0 | 0 | 4 | 0 | 0 | 0 | 0 | 0 | 0 | 0 | 0 | 2006 Qtr 1: 0; 2006 Qtr 2: 0; 2006 Qtr 3: 0; 2006 Qtr 4: 0; 2007 Qtr 1: 0; 2007 Qtr 2: 0; 2007 Qtr 3: 0; 2007 Qtr 4: 0; 2008 Qtr 1: 0; 2008 Qtr 2: 0; 2008 Qtr 3: 0; 2008 Qtr 4: 4 | 4
0 | 267030-Commercial HVAC Diagnostic/Tune-up Com All CZ10 VintAll | 0 | 7 | Commercial | 01-ALC-AllCommercial-Cooling | 0 |  |  |  |  | 67.6133 | 67.6133 | 0 | 0 | 0 | 0 | 35.68 |  | kWh | 0.04 | 0 | Commercial |  | Annual | [5 empty] | 10 | 1 |  |  |  | 1 | 0 | 0 | 2.68 | 0 | 0 | 0 | 0 | 0 | 0 | 0 | 0 | 2006 Qtr 1: 0; 2006 Qtr 2: 0; 2006 Qtr 3: 0; 2006 Qtr 4: 0; 2007 Qtr 1: 0; 2007 Qtr 2: 0; 2007 Qtr 3: 0; 2007 Qtr 4: 0; 2008 Qtr 1: 0; 2008 Qtr 2: 0; 2008 Qtr 3: 0; 2008 Qtr 4: 2.68 | 2.68
0 | 267045-Commercial Condensor Coil Cleaning (all units - savings at 50% of DEER) Com All CZ10 VintAll | 0 | 7 | Commercial | 01-ALC-AllCommercial-Cooling | 0 |  |  |  |  | 10 | 10 | 0 | 0 | 0 | 0 | 74 |  | kWh | 0.0665 | 0 | Commercial |  | Annual | [5 empty] | 3 | 1 |  |  |  | 1 | 0 | 0 | 4 | 0 | 0 | 0 | 0 | 0 | 0 | 0 | 0 | 2006 Qtr 1: 0; 2006 Qtr 2: 0; 2006 Qtr 3: 0; 2006 Qtr 4: 0; 2007 Qtr 1: 0; 2007 Qtr 2: 0; 2007 Qtr 3: 0; 2007 Qtr 4: 0; 2008 Qtr 1: 0; 2008 Qtr 2: 0; 2008 Qtr 3: 0; 2008 Qtr 4: 4 | 4
0 | 267030-Commercial HVAC Diagnostic/Tune-up Com All CZ10 VintAll | 0 | 7 | Commercial | 01-ALC-AllCommercial-Cooling | 0 |  |  |  |  | 67.6133 | 67.6133 | 0 | 0 | 0 | 0 | 35.68 |  | kWh | 0.04 | 0 | Commercial |  | Annual | [5 empty] | 10 | 1 |  |  |  | 1 | 0 | 0 | 2.68 | 0 | 0 | 0 | 0 | 0 | 0 | 0 | 0 | 2006 Qtr 1: 0; 2006 Qtr 2: 0; 2006 Qtr 3: 0; 2006 Qtr 4: 0; 2007 Qtr 1: 0; 2007 Qtr 2: 0; 2007 Qtr 3: 0; 2007 Qtr 4: 0; 2008 Qtr 1: 0; 2008 Qtr 2: 0; 2008 Qtr 3: 0; 2008 Qtr 4: 2.68 | 2.68
0 | 267045-Commercial Condensor Coil Cleaning (all units - savings at 50% of DEER) Com All CZ10 VintAll | 0 | 7 | Commercial | 01-ALC-AllCommercial-Cooling | 0 |  |  |  |  | 10 | 10 | 0 | 0 | 0 | 0 | 74 |  | kWh | 0.0665 | 0 | Commercial |  | Annual | [5 empty] | 3 | 1 |  |  |  | 1 | 0 | 0 | 4 | 0 | 0 | 0 | 0 | 0 | 0 | 0 | 0 | 2006 Qtr 1: 0; 2006 Qtr 2: 0; 2006 Qtr 3: 0; 2006 Qtr 4: 0; 2007 Qtr 1: 0; 2007 Qtr 2: 0; 2007 Qtr 3: 0; 2007 Qtr 4: 0; 2008 Qtr 1: 0; 2008 Qtr 2: 0; 2008 Qtr 3: 0; 2008 Qtr 4: 4 | 4
0 | 267030-Commercial HVAC Diagnostic/Tune-up Com All CZ10 VintAll | 0 | 10 | Commercial | 01-ALC-AllCommercial-Cooling | 0 |  |  |  |  | 67.6133 | 67.6133 | 0 | 0 | 0 | 0 | 55.14 |  | kWh | 0.04 | 0 | Commercial |  | Annual | [5 empty] | 10 | 1 |  |  |  | 1 | 0 | 0 | 2.68 | 0 | 0 | 0 | 0 | 0 | 0 | 0 | 0 | 2006 Qtr 1: 0; 2006 Qtr 2: 0; 2006 Qtr 3: 0; 2006 Qtr 4: 0; 2007 Qtr 1: 0; 2007 Qtr 2: 0; 2007 Qtr 3: 0; 2007 Qtr 4: 0; 2008 Qtr 1: 0; 2008 Qtr 2: 0; 2008 Qtr 3: 0; 2008 Qtr 4: 2.68 | 2.68
0 | 267045-Commercial Condensor Coil Cleaning (all units - savings at 50% of DEER) Com All CZ10 VintAll | 0 | 10 | Commercial | 01-ALC-AllCommercial-Cooling | 0 |  |  |  |  | 10 | 10 | 0 | 0 | 0 | 0 | 74 |  | kWh | 0.0665 | 0 | Commercial |  | Annual | [5 empty] | 3 | 1 |  |  |  | 1 | 0 | 0 | 4 | 0 | 0 | 0 | 0 | 0 | 0 | 0 | 0 | 2006 Qtr 1: 0; 2006 Qtr 2: 0; 2006 Qtr 3: 0; 2006 Qtr 4: 0; 2007 Qtr 1: 0; 2007 Qtr 2: 0; 2007 Qtr 3: 0; 2007 Qtr 4: 0; 2008 Qtr 1: 0; 2008 Qtr 2: 0; 2008 Qtr 3: 0; 2008 Qtr 4: 4 | 4
0 | 267030-Commercial HVAC Diagnostic/Tune-up Com All CZ10 VintAll | 0 | 10 | Commercial | 01-ALC-AllCommercial-Cooling | 0 |  |  |  |  | 67.6133 | 67.6133 | 0 | 0 | 0 | 0 | 55.14 |  | kWh | 0.04 | 0 | Commercial |  | Annual | [5 empty] | 10 | 1 |  |  |  | 1 | 0 | 0 | 2.68 | 0 | 0 | 0 | 0 | 0 | 0 | 0 | 0 | 2006 Qtr 1: 0; 2006 Qtr 2: 0; 2006 Qtr 3: 0; 2006 Qtr 4: 0; 2007 Qtr 1: 0; 2007 Qtr 2: 0; 2007 Qtr 3: 0; 2007 Qtr 4: 0; 2008 Qtr 1: 0; 2008 Qtr 2: 0; 2008 Qtr 3: 0; 2008 Qtr 4: 2.68 | 2.68
0 | 267045-Commercial Condensor Coil Cleaning (all units - savings at 50% of DEER) Com All CZ10 VintAll | 0 | 10 | Commercial | 01-ALC-AllCommercial-Cooling | 0 |  |  |  |  | 10 | 10 | 0 | 0 | 0 | 0 | 74 |  | kWh | 0.0665 | 0 | Commercial |  | Annual | [5 empty] | 3 | 1 |  |  |  | 1 | 0 | 0 | 4 | 0 | 0 | 0 | 0 | 0 | 0 | 0 | 0 | 2006 Qtr 1: 0; 2006 Qtr 2: 0; 2006 Qtr 3: 0; 2006 Qtr 4: 0; 2007 Qtr 1: 0; 2007 Qtr 2: 0; 2007 Qtr 3: 0; 2007 Qtr 4: 0; 2008 Qtr 1: 0; 2008 Qtr 2: 0; 2008 Qtr 3: 0; 2008 Qtr 4: 4 | 4
0 | 267030-Commercial HVAC Diagnostic/Tune-up Com All CZ10 VintAll | 0 | 10 | Commercial | 01-ALC-AllCommercial-Cooling | 0 |  |  |  |  | 67.6133 | 67.6133 | 0 | 0 | 0 | 0 | 55.14 |  | kWh | 0.04 | 0 | Commercial |  | Annual | [5 empty] | 10 | 1 |  |  |  | 1 | 0 | 0 | 2.68 | 0 | 0 | 0 | 0 | 0 | 0 | 0 | 0 | 2006 Qtr 1: 0; 2006 Qtr 2: 0; 2006 Qtr 3: 0; 2006 Qtr 4: 0; 2007 Qtr 1: 0; 2007 Qtr 2: 0; 2007 Qtr 3: 0; 2007 Qtr 4: 0; 2008 Qtr 1: 0; 2008 Qtr 2: 0; 2008 Qtr 3: 0; 2008 Qtr 4: 2.68 | 2.68
0 | 267045-Commercial Condensor Coil Cleaning (all units - savings at 50% of DEER) Com All CZ10 VintAll | 0 | 10 | Commercial | 01-ALC-AllCommercial-Cooling | 0 |  |  |  |  | 10 | 10 | 0 | 0 | 0 | 0 | 74 |  | kWh | 0.0665 | 0 | Commercial |  | Annual | [5 empty] | 3 | 1 |  |  |  | 1 | 0 | 0 | 4 | 0 | 0 | 0 | 0 | 0 | 0 | 0 | 0 | 2006 Qtr 1: 0; 2006 Qtr 2: 0; 2006 Qtr 3: 0; 2006 Qtr 4: 0; 2007 Qtr 1: 0; 2007 Qtr 2: 0; 2007 Qtr 3: 0; 2007 Qtr 4: 0; 2008 Qtr 1: 0; 2008 Qtr 2: 0; 2008 Qtr 3: 0; 2008 Qtr 4: 4 | 4
0 | 267030-Commercial HVAC Diagnostic/Tune-up Com All CZ10 VintAll | 0 | 10 | Commercial | 01-ALC-AllCommercial-Cooling | 0 |  |  |  |  | 67.6133 | 67.6133 | 0 | 0 | 0 | 0 | 55.14 |  | kWh | 0.04 | 0 | Commercial |  | Annual | [5 empty] | 10 | 1 |  |  |  | 1 | 0 | 0 | 2.68 | 0 | 0 | 0 | 0 | 0 | 0 | 0 | 0 | 2006 Qtr 1: 0; 2006 Qtr 2: 0; 2006 Qtr 3: 0; 2006 Qtr 4: 0; 2007 Qtr 1: 0; 2007 Qtr 2: 0; 2007 Qtr 3: 0; 2007 Qtr 4: 0; 2008 Qtr 1: 0; 2008 Qtr 2: 0; 2008 Qtr 3: 0; 2008 Qtr 4: 2.68 | 2.68
0 | 267045-Commercial Condensor Coil Cleaning (all units - savings at 50% of DEER) Com All CZ10 VintAll | 0 | 10 | Commercial | 01-ALC-AllCommercial-Cooling | 0 |  |  |  |  | 10 | 10 | 0 | 0 | 0 | 0 | 74 |  | kWh | 0.0665 | 0 | Commercial |  | Annual | [5 empty] | 3 | 1 |  |  |  | 1 | 0 | 0 | 4 | 0 | 0 | 0 | 0 | 0 | 0 | 0 | 0 | 2006 Qtr 1: 0; 2006 Qtr 2: 0; 2006 Qtr 3: 0; 2006 Qtr 4: 0; 2007 Qtr 1: 0; 2007 Qtr 2: 0; 2007 Qtr 3: 0; 2007 Qtr 4: 0; 2008 Qtr 1: 0; 2008 Qtr 2: 0; 2008 Qtr 3: 0; 2008 Qtr 4: 4 | 4
0 | 267030-Commercial HVAC Diagnostic/Tune-up Com All CZ10 VintAll | 0 | 10 | Commercial | 01-ALC-AllCommercial-Cooling | 0 |  |  |  |  | 67.6133 | 67.6133 | 0 | 0 | 0 | 0 | 55.14 |  | kWh | 0.04 | 0 | Commercial |  | Annual | [5 empty] | 10 | 1 |  |  |  | 1 | 0 | 0 | 2.68 | 0 | 0 | 0 | 0 | 0 | 0 | 0 | 0 | 2006 Qtr 1: 0; 2006 Qtr 2: 0; 2006 Qtr 3: 0; 2006 Qtr 4: 0; 2007 Qtr 1: 0; 2007 Qtr 2: 0; 2007 Qtr 3: 0; 2007 Qtr 4: 0; 2008 Qtr 1: 0; 2008 Qtr 2: 0; 2008 Qtr 3: 0; 2008 Qtr 4: 2.68 | 2.68
0 | 267045-Commercial Condensor Coil Cleaning (all units - savings at 50% of DEER) Com All CZ10 VintAll | 0 | 10 | Commercial | 01-ALC-AllCommercial-Cooling | 0 |  |  |  |  | 10 | 10 | 0 | 0 | 0 | 0 | 74 |  | kWh | 0.0665 | 0 | Commercial |  | Annual | [5 empty] | 3 | 1 |  |  |  | 1 | 0 | 0 | 4 | 0 | 0 | 0 | 0 | 0 | 0 | 0 | 0 | 2006 Qtr 1: 0; 2006 Qtr 2: 0; 2006 Qtr 3: 0; 2006 Qtr 4: 0; 2007 Qtr 1: 0; 2007 Qtr 2: 0; 2007 Qtr 3: 0; 2007 Qtr 4: 0; 2008 Qtr 1: 0; 2008 Qtr 2: 0; 2008 Qtr 3: 0; 2008 Qtr 4: 4 | 4
0 | 267030-Commercial HVAC Diagnostic/Tune-up Com All CZ10 VintAll | 0 | 10 | Commercial | 01-ALC-AllCommercial-Cooling | 0 |  |  |  |  | 67.6133 | 67.6133 | 0 | 0 | 0 | 0 | 55.14 |  | kWh | 0.04 | 0 | Commercial |  | Annual | [5 empty] | 10 | 1 |  |  |  | 1 | 0 | 0 | 2.68 | 0 | 0 | 0 | 0 | 0 | 0 | 0 | 0 | 2006 Qtr 1: 0; 2006 Qtr 2: 0; 2006 Qtr 3: 0; 2006 Qtr 4: 0; 2007 Qtr 1: 0; 2007 Qtr 2: 0; 2007 Qtr 3: 0; 2007 Qtr 4: 0; 2008 Qtr 1: 0; 2008 Qtr 2: 0; 2008 Qtr 3: 0; 2008 Qtr 4: 2.68 | 2.68
0 | 267045-Commercial Condensor Coil Cleaning (all units - savings at 50% of DEER) Com All CZ10 VintAll | 0 | 10 | Commercial | 01-ALC-AllCommercial-Cooling | 0 |  |  |  |  | 10 | 10 | 0 | 0 | 0 | 0 | 74 |  | kWh | 0.0665 | 0 | Commercial |  | Annual | [5 empty] | 3 | 1 |  |  |  | 1 | 0 | 0 | 4 | 0 | 0 | 0 | 0 | 0 | 0 | 0 | 0 | 2006 Qtr 1: 0; 2006 Qtr 2: 0; 2006 Qtr 3: 0; 2006 Qtr 4: 0; 2007 Qtr 1: 0; 2007 Qtr 2: 0; 2007 Qtr 3: 0; 2007 Qtr 4: 0; 2008 Qtr 1: 0; 2008 Qtr 2: 0; 2008 Qtr 3: 0; 2008 Qtr 4: 4 | 4
0 | 267030-Commercial HVAC Diagnostic/Tune-up Com All CZ10 VintAll | 0 | 10 | Commercial | 01-ALC-AllCommercial-Cooling | 0 |  |  |  |  | 67.6133 | 67.6133 | 0 | 0 | 0 | 0 | 55.14 |  | kWh | 0.04 | 0 | Commercial |  | Annual | [5 empty] | 10 | 1 |  |  |  | 1 | 0 | 0 | 2.68 | 0 | 0 | 0 | 0 | 0 | 0 | 0 | 0 | 2006 Qtr 1: 0; 2006 Qtr 2: 0; 2006 Qtr 3: 0; 2006 Qtr 4: 0; 2007 Qtr 1: 0; 2007 Qtr 2: 0; 2007 Qtr 3: 0; 2007 Qtr 4: 0; 2008 Qtr 1: 0; 2008 Qtr 2: 0; 2008 Qtr 3: 0; 2008 Qtr 4: 2.68 | 2.68
0 | 267045-Commercial Condensor Coil Cleaning (all units - savings at 50% of DEER) Com All CZ10 VintAll | 0 | 10 | Commercial | 01-ALC-AllCommercial-Cooling | 0 |  |  |  |  | 10 | 10 | 0 | 0 | 0 | 0 | 74 |  | kWh | 0.0665 | 0 | Commercial |  | Annual | [5 empty] | 3 | 1 |  |  |  | 1 | 0 | 0 | 4 | 0 | 0 | 0 | 0 | 0 | 0 | 0 | 0 | 2006 Qtr 1: 0; 2006 Qtr 2: 0; 2006 Qtr 3: 0; 2006 Qtr 4: 0; 2007 Qtr 1: 0; 2007 Qtr 2: 0; 2007 Qtr 3: 0; 2007 Qtr 4: 0; 2008 Qtr 1: 0; 2008 Qtr 2: 0; 2008 Qtr 3: 0; 2008 Qtr 4: 4 | 4
0 | 267030-Commercial HVAC Diagnostic/Tune-up Com All CZ10 VintAll | 0 | 10 | Commercial | 01-ALC-AllCommercial-Cooling | 0 |  |  |  |  | 67.6133 | 67.6133 | 0 | 0 | 0 | 0 | 55.14 |  | kWh | 0.04 | 0 | Commercial |  | Annual | [5 empty] | 10 | 1 |  |  |  | 1 | 0 | 0 | 2.68 | 0 | 0 | 0 | 0 | 0 | 0 | 0 | 0 | 2006 Qtr 1: 0; 2006 Qtr 2: 0; 2006 Qtr 3: 0; 2006 Qtr 4: 0; 2007 Qtr 1: 0; 2007 Qtr 2: 0; 2007 Qtr 3: 0; 2007 Qtr 4: 0; 2008 Qtr 1: 0; 2008 Qtr 2: 0; 2008 Qtr 3: 0; 2008 Qtr 4: 2.68 | 2.68
0 | 267045-Commercial Condensor Coil Cleaning (all units - savings at 50% of DEER) Com All CZ10 VintAll | 0 | 10 | Commercial | 01-ALC-AllCommercial-Cooling | 0 |  |  |  |  | 10 | 10 | 0 | 0 | 0 | 0 | 74 |  | kWh | 0.0665 | 0 | Commercial |  | Annual | [5 empty] | 3 | 1 |  |  |  | 1 | 0 | 0 | 4 | 0 | 0 | 0 | 0 | 0 | 0 | 0 | 0 | 2006 Qtr 1: 0; 2006 Qtr 2: 0; 2006 Qtr 3: 0; 2006 Qtr 4: 0; 2007 Qtr 1: 0; 2007 Qtr 2: 0; 2007 Qtr 3: 0; 2007 Qtr 4: 0; 2008 Qtr 1: 0; 2008 Qtr 2: 0; 2008 Qtr 3: 0; 2008 Qtr 4: 4 | 4
0 | 267030-Commercial HVAC Diagnostic/Tune-up Com All CZ10 VintAll | 0 | 10 | Commercial | 01-ALC-AllCommercial-Cooling | 0 |  |  |  |  | 67.6133 | 67.6133 | 0 | 0 | 0 | 0 | 55.14 |  | kWh | 0.04 | 0 | Commercial |  | Annual | [5 empty] | 10 | 1 |  |  |  | 1 | 0 | 0 | 2.68 | 0 | 0 | 0 | 0 | 0 | 0 | 0 | 0 | 2006 Qtr 1: 0; 2006 Qtr 2: 0; 2006 Qtr 3: 0; 2006 Qtr 4: 0; 2007 Qtr 1: 0; 2007 Qtr 2: 0; 2007 Qtr 3: 0; 2007 Qtr 4: 0; 2008 Qtr 1: 0; 2008 Qtr 2: 0; 2008 Qtr 3: 0; 2008 Qtr 4: 2.68 | 2.68
0 | 267045-Commercial Condensor Coil Cleaning (all units - savings at 50% of DEER) Com All CZ10 VintAll | 0 | 10 | Commercial | 01-ALC-AllCommercial-Cooling | 0 |  |  |  |  | 10 | 10 | 0 | 0 | 0 | 0 | 74 |  | kWh | 0.0665 | 0 | Commercial |  | Annual | [5 empty] | 3 | 1 |  |  |  | 1 | 0 | 0 | 4 | 0 | 0 | 0 | 0 | 0 | 0 | 0 | 0 | 2006 Qtr 1: 0; 2006 Qtr 2: 0; 2006 Qtr 3: 0; 2006 Qtr 4: 0; 2007 Qtr 1: 0; 2007 Qtr 2: 0; 2007 Qtr 3: 0; 2007 Qtr 4: 0; 2008 Qtr 1: 0; 2008 Qtr 2: 0; 2008 Qtr 3: 0; 2008 Qtr 4: 4 | 4
0 | 267030-Commercial HVAC Diagnostic/Tune-up Com All CZ10 VintAll | 0 | 10 | Commercial | 01-ALC-AllCommercial-Cooling | 0 |  |  |  |  | 67.6133 | 67.6133 | 0 | 0 | 0 | 0 | 55.14 |  | kWh | 0.04 | 0 | Commercial |  | Annual | [5 empty] | 10 | 1 |  |  |  | 1 | 0 | 0 | 2.68 | 0 | 0 | 0 | 0 | 0 | 0 | 0 | 0 | 2006 Qtr 1: 0; 2006 Qtr 2: 0; 2006 Qtr 3: 0; 2006 Qtr 4: 0; 2007 Qtr 1: 0; 2007 Qtr 2: 0; 2007 Qtr 3: 0; 2007 Qtr 4: 0; 2008 Qtr 1: 0; 2008 Qtr 2: 0; 2008 Qtr 3: 0; 2008 Qtr 4: 2.68 | 2.68
0 | 267045-Commercial Condensor Coil Cleaning (all units - savings at 50% of DEER) Com All CZ10 VintAll | 0 | 10 | Commercial | 01-ALC-AllCommercial-Cooling | 0 |  |  |  |  | 10 | 10 | 0 | 0 | 0 | 0 | 74 |  | kWh | 0.0665 | 0 | Commercial |  | Annual | [5 empty] | 3 | 1 |  |  |  | 1 | 0 | 0 | 4 | 0 | 0 | 0 | 0 | 0 | 0 | 0 | 0 | 2006 Qtr 1: 0; 2006 Qtr 2: 0; 2006 Qtr 3: 0; 2006 Qtr 4: 0; 2007 Qtr 1: 0; 2007 Qtr 2: 0; 2007 Qtr 3: 0; 2007 Qtr 4: 0; 2008 Qtr 1: 0; 2008 Qtr 2: 0; 2008 Qtr 3: 0; 2008 Qtr 4: 4 | 4
0 | 267030-Commercial HVAC Diagnostic/Tune-up Com All CZ10 VintAll | 0 | 10 | Commercial | 01-ALC-AllCommercial-Cooling | 0 |  |  |  |  | 67.6133 | 67.6133 | 0 | 0 | 0 | 0 | 55.14 |  | kWh | 0.04 | 0 | Commercial |  | Annual | [5 empty] | 10 | 1 |  |  |  | 1 | 0 | 0 | 2.68 | 0 | 0 | 0 | 0 | 0 | 0 | 0 | 0 | 2006 Qtr 1: 0; 2006 Qtr 2: 0; 2006 Qtr 3: 0; 2006 Qtr 4: 0; 2007 Qtr 1: 0; 2007 Qtr 2: 0; 2007 Qtr 3: 0; 2007 Qtr 4: 0; 2008 Qtr 1: 0; 2008 Qtr 2: 0; 2008 Qtr 3: 0; 2008 Qtr 4: 2.68 | 2.68
0 | 267045-Commercial Condensor Coil Cleaning (all units - savings at 50% of DEER) Com All CZ10 VintAll | 0 | 10 | Commercial | 01-ALC-AllCommercial-Cooling | 0 |  |  |  |  | 10 | 10 | 0 | 0 | 0 | 0 | 74 |  | kWh | 0.0665 | 0 | Commercial |  | Annual | [5 empty] | 3 | 1 |  |  |  | 1 | 0 | 0 | 4 | 0 | 0 | 0 | 0 | 0 | 0 | 0 | 0 | 2006 Qtr 1: 0; 2006 Qtr 2: 0; 2006 Qtr 3: 0; 2006 Qtr 4: 0; 2007 Qtr 1: 0; 2007 Qtr 2: 0; 2007 Qtr 3: 0; 2007 Qtr 4: 0; 2008 Qtr 1: 0; 2008 Qtr 2: 0; 2008 Qtr 3: 0; 2008 Qtr 4: 4 | 4
0 | 267030-Commercial HVAC Diagnostic/Tune-up Com All CZ10 VintAll | 0 | 10 | Commercial | 01-ALC-AllCommercial-Cooling | 0 |  |  |  |  | 67.6133 | 67.6133 | 0 | 0 | 0 | 0 | 55.14 |  | kWh | 0.04 | 0 | Commercial |  | Annual | [5 empty] | 10 | 1 |  |  |  | 1 | 0 | 0 | 2.68 | 0 | 0 | 0 | 0 | 0 | 0 | 0 | 0 | 2006 Qtr 1: 0; 2006 Qtr 2: 0; 2006 Qtr 3: 0; 2006 Qtr 4: 0; 2007 Qtr 1: 0; 2007 Qtr 2: 0; 2007 Qtr 3: 0; 2007 Qtr 4: 0; 2008 Qtr 1: 0; 2008 Qtr 2: 0; 2008 Qtr 3: 0; 2008 Qtr 4: 2.68 | 2.68
0 | 267045-Commercial Condensor Coil Cleaning (all units - savings at 50% of DEER) Com All CZ10 VintAll | 0 | 10 | Commercial | 01-ALC-AllCommercial-Cooling | 0 |  |  |  |  | 10 | 10 | 0 | 0 | 0 | 0 | 74 |  | kWh | 0.0665 | 0 | Commercial |  | Annual | [5 empty] | 3 | 1 |  |  |  | 1 | 0 | 0 | 4 | 0 | 0 | 0 | 0 | 0 | 0 | 0 | 0 | 2006 Qtr 1: 0; 2006 Qtr 2: 0; 2006 Qtr 3: 0; 2006 Qtr 4: 0; 2007 Qtr 1: 0; 2007 Qtr 2: 0; 2007 Qtr 3: 0; 2007 Qtr 4: 0; 2008 Qtr 1: 0; 2008 Qtr 2: 0; 2008 Qtr 3: 0; 2008 Qtr 4: 4 | 4
0 | 267030-Commercial HVAC Diagnostic/Tune-up Com All CZ10 VintAll | 0 | 10 | Commercial | 01-ALC-AllCommercial-Cooling | 0 |  |  |  |  | 67.6133 | 67.6133 | 0 | 0 | 0 | 0 | 55.14 |  | kWh | 0.04 | 0 | Commercial |  | Annual | [5 empty] | 10 | 1 |  |  |  | 1 | 0 | 0 | 2.68 | 0 | 0 | 0 | 0 | 0 | 0 | 0 | 0 | 2006 Qtr 1: 0; 2006 Qtr 2: 0; 2006 Qtr 3: 0; 2006 Qtr 4: 0; 2007 Qtr 1: 0; 2007 Qtr 2: 0; 2007 Qtr 3: 0; 2007 Qtr 4: 0; 2008 Qtr 1: 0; 2008 Qtr 2: 0; 2008 Qtr 3: 0; 2008 Qtr 4: 2.68 | 2.68
0 | 267045-Commercial Condensor Coil Cleaning (all units - savings at 50% of DEER) Com All CZ10 VintAll | 0 | 10 | Commercial | 01-ALC-AllCommercial-Cooling | 0 |  |  |  |  | 10 | 10 | 0 | 0 | 0 | 0 | 74 |  | kWh | 0.0665 | 0 | Commercial |  | Annual | [5 empty] | 3 | 1 |  |  |  | 1 | 0 | 0 | 4 | 0 | 0 | 0 | 0 | 0 | 0 | 0 | 0 | 2006 Qtr 1: 0; 2006 Qtr 2: 0; 2006 Qtr 3: 0; 2006 Qtr 4: 0; 2007 Qtr 1: 0; 2007 Qtr 2: 0; 2007 Qtr 3: 0; 2007 Qtr 4: 0; 2008 Qtr 1: 0; 2008 Qtr 2: 0; 2008 Qtr 3: 0; 2008 Qtr 4: 4 | 4
0 | 267030-Commercial HVAC Diagnostic/Tune-up Com All CZ10 VintAll | 0 | 10 | Commercial | 01-ALC-AllCommercial-Cooling | 0 |  |  |  |  | 67.6133 | 67.6133 | 0 | 0 | 0 | 0 | 55.14 |  | kWh | 0.04 | 0 | Commercial |  | Annual | [5 empty] | 10 | 1 |  |  |  | 1 | 0 | 0 | 2.68 | 0 | 0 | 0 | 0 | 0 | 0 | 0 | 0 | 2006 Qtr 1: 0; 2006 Qtr 2: 0; 2006 Qtr 3: 0; 2006 Qtr 4: 0; 2007 Qtr 1: 0; 2007 Qtr 2: 0; 2007 Qtr 3: 0; 2007 Qtr 4: 0; 2008 Qtr 1: 0; 2008 Qtr 2: 0; 2008 Qtr 3: 0; 2008 Qtr 4: 2.68 | 2.68
0 | 267045-Commercial Condensor Coil Cleaning (all units - savings at 50% of DEER) Com All CZ10 VintAll | 0 | 10 | Commercial | 01-ALC-AllCommercial-Cooling | 0 |  |  |  |  | 10 | 10 | 0 | 0 | 0 | 0 | 74 |  | kWh | 0.0665 | 0 | Commercial |  | Annual | [5 empty] | 3 | 1 |  |  |  | 1 | 0 | 0 | 4 | 0 | 0 | 0 | 0 | 0 | 0 | 0 | 0 | 2006 Qtr 1: 0; 2006 Qtr 2: 0; 2006 Qtr 3: 0; 2006 Qtr 4: 0; 2007 Qtr 1: 0; 2007 Qtr 2: 0; 2007 Qtr 3: 0; 2007 Qtr 4: 0; 2008 Qtr 1: 0; 2008 Qtr 2: 0; 2008 Qtr 3: 0; 2008 Qtr 4: 4 | 4
0 | 267030-Commercial HVAC Diagnostic/Tune-up Com All CZ10 VintAll | 0 | 10 | Commercial | 01-ALC-AllCommercial-Cooling | 0 |  |  |  |  | 67.6133 | 67.6133 | 0 | 0 | 0 | 0 | 55.14 |  | kWh | 0.04 | 0 | Commercial |  | Annual | [5 empty] | 10 | 1 |  |  |  | 1 | 0 | 0 | 2.68 | 0 | 0 | 0 | 0 | 0 | 0 | 0 | 0 | 2006 Qtr 1: 0; 2006 Qtr 2: 0; 2006 Qtr 3: 0; 2006 Qtr 4: 0; 2007 Qtr 1: 0; 2007 Qtr 2: 0; 2007 Qtr 3: 0; 2007 Qtr 4: 0; 2008 Qtr 1: 0; 2008 Qtr 2: 0; 2008 Qtr 3: 0; 2008 Qtr 4: 2.68 | 2.68
0 | 267045-Commercial Condensor Coil Cleaning (all units - savings at 50% of DEER) Com All CZ10 VintAll | 0 | 10 | Commercial | 01-ALC-AllCommercial-Cooling | 0 |  |  |  |  | 10 | 10 | 0 | 0 | 0 | 0 | 74 |  | kWh | 0.0665 | 0 | Commercial |  | Annual | [5 empty] | 3 | 1 |  |  |  | 1 | 0 | 0 | 4 | 0 | 0 | 0 | 0 | 0 | 0 | 0 | 0 | 2006 Qtr 1: 0; 2006 Qtr 2: 0; 2006 Qtr 3: 0; 2006 Qtr 4: 0; 2007 Qtr 1: 0; 2007 Qtr 2: 0; 2007 Qtr 3: 0; 2007 Qtr 4: 0; 2008 Qtr 1: 0; 2008 Qtr 2: 0; 2008 Qtr 3: 0; 2008 Qtr 4: 4 | 4
0 | 267030-Commercial HVAC Diagnostic/Tune-up Com All CZ10 VintAll | 0 | 10 | Commercial | 01-ALC-AllCommercial-Cooling | 0 |  |  |  |  | 67.6133 | 73.2477 | 0 | 0 | 0 | -5.6344 | 55.14 |  | kWh | 0.04 | 0 | Commercial |  | Annual | [5 empty] | 10 | 1 |  |  |  | 1 | 0 | 0 | 4.02 | 0 | 0 | 0 | 0 | 0 | 0 | 0 | 0 | 2006 Qtr 1: 0; 2006 Qtr 2: 0; 2006 Qtr 3: 0; 2006 Qtr 4: 0; 2007 Qtr 1: 0; 2007 Qtr 2: 0; 2007 Qtr 3: 0; 2007 Qtr 4: 0; 2008 Qtr 1: 0; 2008 Qtr 2: 0; 2008 Qtr 3: 0; 2008 Qtr 4: 4.02 | 4.02
0 | 267045-Commercial Condensor Coil Cleaning (all units - savings at 50% of DEER) Com All CZ10 VintAll | 0 | 10 | Commercial | 01-ALC-AllCommercial-Cooling | 0 |  |  |  |  | 10 | 10.8333 | 0 | 0 | 0 | -0.83333 | 74 |  | kWh | 0.0665 | 0 | Commercial |  | Annual | [5 empty] | 3 | 1 |  |  |  | 1 | 0 | 0 | 6 | 0 | 0 | 0 | 0 | 0 | 0 | 0 | 0 | 2006 Qtr 1: 0; 2006 Qtr 2: 0; 2006 Qtr 3: 0; 2006 Qtr 4: 0; 2007 Qtr 1: 0; 2007 Qtr 2: 0; 2007 Qtr 3: 0; 2007 Qtr 4: 0; 2008 Qtr 1: 0; 2008 Qtr 2: 0; 2008 Qtr 3: 0; 2008 Qtr 4: 6 | 6
0 | 267040-Residential Condensor Coil Cleaning Resid SF CZ10 VintAll | 0 | 10 | Residential | 01-ALC-AllCommercial-Cooling | 0 |  |  |  |  | 50 | 50 | 0 | 0 | 0 | 0 | 270 |  | kWh | 0.3564 | 0 | Residential |  | Annual | [5 empty] | 3 | 1 |  |  |  | 1 | 0 | 0 | 1 | 0 | 0 | 0 | 0 | 0 | 0 | 0 | 0 | 2006 Qtr 1: 0; 2006 Qtr 2: 0; 2006 Qtr 3: 0; 2006 Qtr 4: 0; 2007 Qtr 1: 0; 2007 Qtr 2: 0; 2007 Qtr 3: 0; 2007 Qtr 4: 0; 2008 Qtr 1: 0; 2008 Qtr 2: 0; 2008 Qtr 3: 0; 2008 Qtr 4: 1 | 1
0 | 267001-High Refrigerant Charge Adjustment (>= ±20% rated charge) Resid SFCZ10 Vint03 | 0 | 10 | Residential | 01-ALC-AllCommercial-Cooling | 0 |  |  |  |  | 97.0149 | 79.1045 | 0 | 0 | 0 | 17.9104 | 55.14 |  | kWh | 0.04 | 0 | Residential |  | Winter Only | [5 empty] | 10 | 1 |  |  |  | 1 | 0 | 0 | 2.01 | 0 | 0 | 0 | 0 | 0 | 0 | 0 | 0 | 2006 Qtr 1: 0; 2006 Qtr 2: 0; 2006 Qtr 3: 0; 2006 Qtr 4: 0; 2007 Qtr 1: 0; 2007 Qtr 2: 0; 2007 Qtr 3: 0; 2007 Qtr 4: 0; 2008 Qtr 1: 0; 2008 Qtr 2: 0; 2008 Qtr 3: 0; 2008 Qtr 4: 2.01 | 2.01
0 | 267040-Residential Condensor Coil Cleaning Resid SF CZ10 VintAll | 0 | 10 | Residential | 01-ALC-AllCommercial-Cooling | 0 |  |  |  |  | 50 | 50 | 0 | 0 | 0 | 0 | 270 |  | kWh | 0.3564 | 0 | Residential |  | Annual | [5 empty] | 3 | 1 |  |  |  | 1 | 0 | 0 | 1 | 0 | 0 | 0 | 0 | 0 | 0 | 0 | 0 | 2006 Qtr 1: 0; 2006 Qtr 2: 0; 2006 Qtr 3: 0; 2006 Qtr 4: 0; 2007 Qtr 1: 0; 2007 Qtr 2: 0; 2007 Qtr 3: 0; 2007 Qtr 4: 0; 2008 Qtr 1: 0; 2008 Qtr 2: 0; 2008 Qtr 3: 0; 2008 Qtr 4: 1 | 1
0 | 267004-High Refrigerant Charge Adjustment (>= ±20% rated charge) Resid SF CZ10 Vint01 | 0 | 10 | Residential | 01-ALC-AllCommercial-Cooling | 0 |  |  |  |  | 97.0149 | 92.2886 | 0 | 0 | 0 | 4.7264 | 55.14 |  | kWh | 0.04 | 0 | Residential |  | Winter Only | [5 empty] | 10 | 1 |  |  |  | 1 | 0 | 0 | 2.01 | 0 | 0 | 0 | 0 | 0 | 0 | 0 | 0 | 2006 Qtr 1: 0; 2006 Qtr 2: 0; 2006 Qtr 3: 0; 2006 Qtr 4: 0; 2007 Qtr 1: 0; 2007 Qtr 2: 0; 2007 Qtr 3: 0; 2007 Qtr 4: 0; 2008 Qtr 1: 0; 2008 Qtr 2: 0; 2008 Qtr 3: 0; 2008 Qtr 4: 2.01 | 2.01
0 | 267040-Residential Condensor Coil Cleaning Resid SF CZ10 VintAll | 0 | 10 | Residential | 01-ALC-AllCommercial-Cooling | 0 |  |  |  |  | 50 | 50 | 0 | 0 | 0 | 0 | 270 |  | kWh | 0.3564 | 0 | Residential |  | Annual | [5 empty] | 3 | 1 |  |  |  | 1 | 0 | 0 | 1 | 0 | 0 | 0 | 0 | 0 | 0 | 0 | 0 | 2006 Qtr 1: 0; 2006 Qtr 2: 0; 2006 Qtr 3: 0; 2006 Qtr 4: 0; 2007 Qtr 1: 0; 2007 Qtr 2: 0; 2007 Qtr 3: 0; 2007 Qtr 4: 0; 2008 Qtr 1: 0; 2008 Qtr 2: 0; 2008 Qtr 3: 0; 2008 Qtr 4: 1 | 1
0 | 267040-Residential Condensor Coil Cleaning Resid SF CZ10 VintAll | 0 | 10 | Residential | 01-ALC-AllCommercial-Cooling | 0 |  |  |  |  | 50 | 50 | 0 | 0 | 0 | 0 | 270 |  | kWh | 0.3564 | 0 | Residential |  | Annual | [5 empty] | 3 | 1 |  |  |  | 1 | 0 | 0 | 1 | 0 | 0 | 0 | 0 | 0 | 0 | 0 | 0 | 2006 Qtr 1: 0; 2006 Qtr 2: 0; 2006 Qtr 3: 0; 2006 Qtr 4: 0; 2007 Qtr 1: 0; 2007 Qtr 2: 0; 2007 Qtr 3: 0; 2007 Qtr 4: 0; 2008 Qtr 1: 0; 2008 Qtr 2: 0; 2008 Qtr 3: 0; 2008 Qtr 4: 1 | 1
0 | 267042-Residential Condensor Coil Cleaning Resid MF CZ10 VintAll | 0 | 10 | Residential | 01-ALC-AllCommercial-Cooling | 0 |  |  |  |  | 50 | 50 | 0 | 0 | 0 | 0 | 180 |  | kWh | 0.2376 | 0 | Residential |  | Annual | [5 empty] | 3 | 1 |  |  |  | 1 | 0 | 0 | 1 | 0 | 0 | 0 | 0 | 0 | 0 | 0 | 0 | 2006 Qtr 1: 0; 2006 Qtr 2: 0; 2006 Qtr 3: 0; 2006 Qtr 4: 0; 2007 Qtr 1: 0; 2007 Qtr 2: 0; 2007 Qtr 3: 0; 2007 Qtr 4: 0; 2008 Qtr 1: 0; 2008 Qtr 2: 0; 2008 Qtr 3: 0; 2008 Qtr 4: 1 | 1
0 | 267001-High Refrigerant Charge Adjustment (>= ±20% rated charge) Resid SFCZ10 Vint03 | 0 | 10 | Residential | 01-ALC-AllCommercial-Cooling | 0 |  |  |  |  | 97.0149 | 79.1045 | 0 | 0 | 0 | 17.9104 | 55.14 |  | kWh | 0.04 | 0 | Residential |  | Winter Only | [5 empty] | 10 | 1 |  |  |  | 1 | 0 | 0 | 2.01 | 0 | 0 | 0 | 0 | 0 | 0 | 0 | 0 | 2006 Qtr 1: 0; 2006 Qtr 2: 0; 2006 Qtr 3: 0; 2006 Qtr 4: 0; 2007 Qtr 1: 0; 2007 Qtr 2: 0; 2007 Qtr 3: 0; 2007 Qtr 4: 0; 2008 Qtr 1: 0; 2008 Qtr 2: 0; 2008 Qtr 3: 0; 2008 Qtr 4: 2.01 | 2.01
0 | 267040-Residential Condensor Coil Cleaning Resid SF CZ10 VintAll | 0 | 10 | Residential | 01-ALC-AllCommercial-Cooling | 0 |  |  |  |  | 50 | 50 | 0 | 0 | 0 | 0 | 270 |  | kWh | 0.3564 | 0 | Residential |  | Annual | [5 empty] | 3 | 1 |  |  |  | 1 | 0 | 0 | 1 | 0 | 0 | 0 | 0 | 0 | 0 | 0 | 0 | 2006 Qtr 1: 0; 2006 Qtr 2: 0; 2006 Qtr 3: 0; 2006 Qtr 4: 0; 2007 Qtr 1: 0; 2007 Qtr 2: 0; 2007 Qtr 3: 0; 2007 Qtr 4: 0; 2008 Qtr 1: 0; 2008 Qtr 2: 0; 2008 Qtr 3: 0; 2008 Qtr 4: 1 | 1
0 | 267040-Residential Condensor Coil Cleaning Resid SF CZ10 VintAll | 0 | 10 | Residential | 01-ALC-AllCommercial-Cooling | 0 |  |  |  |  | 50 | 50 | 0 | 0 | 0 | 0 | 270 |  | kWh | 0.3564 | 0 | Residential |  | Annual | [5 empty] | 3 | 1 |  |  |  | 1 | 0 | 0 | 1 | 0 | 0 | 0 | 0 | 0 | 0 | 0 | 0 | 2006 Qtr 1: 0; 2006 Qtr 2: 0; 2006 Qtr 3: 0; 2006 Qtr 4: 0; 2007 Qtr 1: 0; 2007 Qtr 2: 0; 2007 Qtr 3: 0; 2007 Qtr 4: 0; 2008 Qtr 1: 0; 2008 Qtr 2: 0; 2008 Qtr 3: 0; 2008 Qtr 4: 1 | 1
0 | 267002-High Refrigerant Charge Adjustment (>= ±20% rated charge) Resid SF CZ10 Vint04 | 0 | 10 | Residential | 01-ALC-AllCommercial-Cooling | 0 |  |  |  |  | 97.0149 | 79.1045 | 0 | 0 | 0 | 17.9104 | 55.14 |  | kWh | 0.04 | 0 | Residential |  | Winter Only | [5 empty] | 10 | 1 |  |  |  | 1 | 0 | 0 | 2.01 | 0 | 0 | 0 | 0 | 0 | 0 | 0 | 0 | 2006 Qtr 1: 0; 2006 Qtr 2: 0; 2006 Qtr 3: 0; 2006 Qtr 4: 0; 2007 Qtr 1: 0; 2007 Qtr 2: 0; 2007 Qtr 3: 0; 2007 Qtr 4: 0; 2008 Qtr 1: 0; 2008 Qtr 2: 0; 2008 Qtr 3: 0; 2008 Qtr 4: 2.01 | 2.01
0 | 267040-Residential Condensor Coil Cleaning Resid SF CZ10 VintAll | 0 | 10 | Residential | 01-ALC-AllCommercial-Cooling | 0 |  |  |  |  | 50 | 50 | 0 | 0 | 0 | 0 | 270 |  | kWh | 0.3564 | 0 | Residential |  | Annual | [5 empty] | 3 | 1 |  |  |  | 1 | 0 | 0 | 1 | 0 | 0 | 0 | 0 | 0 | 0 | 0 | 0 | 2006 Qtr 1: 0; 2006 Qtr 2: 0; 2006 Qtr 3: 0; 2006 Qtr 4: 0; 2007 Qtr 1: 0; 2007 Qtr 2: 0; 2007 Qtr 3: 0; 2007 Qtr 4: 0; 2008 Qtr 1: 0; 2008 Qtr 2: 0; 2008 Qtr 3: 0; 2008 Qtr 4: 1 | 1
0 | 267003-High Refrigerant Charge Adjustment (>= ±20% rated charge) Resid SF CZ10 Vint05 | 0 | 10 | Residential | 01-ALC-AllCommercial-Cooling | 0 |  |  |  |  | 97.0149 | 79.1045 | 0 | 0 | 0 | 17.9104 | 55.14 |  | kWh | 0.04 | 0 | Residential |  | Winter Only | [5 empty] | 10 | 1 |  |  |  | 1 | 0 | 0 | 2.68 | 0 | 0 | 0 | 0 | 0 | 0 | 0 | 0 | 2006 Qtr 1: 0; 2006 Qtr 2: 0; 2006 Qtr 3: 0; 2006 Qtr 4: 0; 2007 Qtr 1: 0; 2007 Qtr 2: 0; 2007 Qtr 3: 0; 2007 Qtr 4: 0; 2008 Qtr 1: 0; 2008 Qtr 2: 0; 2008 Qtr 3: 0; 2008 Qtr 4: 2.68 | 2.68
0 | 267040-Residential Condensor Coil Cleaning Resid SF CZ10 VintAll | 0 | 10 | Residential | 01-ALC-AllCommercial-Cooling | 0 |  |  |  |  | 50 | 50 | 0 | 0 | 0 | 0 | 270 |  | kWh | 0.3564 | 0 | Residential |  | Annual | [5 empty] | 3 | 1 |  |  |  | 1 | 0 | 0 | 1 | 0 | 0 | 0 | 0 | 0 | 0 | 0 | 0 | 2006 Qtr 1: 0; 2006 Qtr 2: 0; 2006 Qtr 3: 0; 2006 Qtr 4: 0; 2007 Qtr 1: 0; 2007 Qtr 2: 0; 2007 Qtr 3: 0; 2007 Qtr 4: 0; 2008 Qtr 1: 0; 2008 Qtr 2: 0; 2008 Qtr 3: 0; 2008 Qtr 4: 1 | 1
0 | 267002-High Refrigerant Charge Adjustment (>= ±20% rated charge) Resid SF CZ10 Vint04 | 0 | 10 | Residential | 01-ALC-AllCommercial-Cooling | 0 |  |  |  |  | 97.0149 | 92.2886 | 0 | 0 | 0 | 4.7264 | 55.14 |  | kWh | 0.04 | 0 | Residential |  | Winter Only | [5 empty] | 10 | 1 |  |  |  | 1 | 0 | 0 | 2.01 | 0 | 0 | 0 | 0 | 0 | 0 | 0 | 0 | 2006 Qtr 1: 0; 2006 Qtr 2: 0; 2006 Qtr 3: 0; 2006 Qtr 4: 0; 2007 Qtr 1: 0; 2007 Qtr 2: 0; 2007 Qtr 3: 0; 2007 Qtr 4: 0; 2008 Qtr 1: 0; 2008 Qtr 2: 0; 2008 Qtr 3: 0; 2008 Qtr 4: 2.01 | 2.01
0 | 267040-Residential Condensor Coil Cleaning Resid SF CZ10 VintAll | 0 | 10 | Residential | 01-ALC-AllCommercial-Cooling | 0 |  |  |  |  | 50 | 50 | 0 | 0 | 0 | 0 | 270 |  | kWh | 0.3564 | 0 | Residential |  | Annual | [5 empty] | 3 | 1 |  |  |  | 1 | 0 | 0 | 1 | 0 | 0 | 0 | 0 | 0 | 0 | 0 | 0 | 2006 Qtr 1: 0; 2006 Qtr 2: 0; 2006 Qtr 3: 0; 2006 Qtr 4: 0; 2007 Qtr 1: 0; 2007 Qtr 2: 0; 2007 Qtr 3: 0; 2007 Qtr 4: 0; 2008 Qtr 1: 0; 2008 Qtr 2: 0; 2008 Qtr 3: 0; 2008 Qtr 4: 1 | 1
0 | 267040-Residential Condensor Coil Cleaning Resid SF CZ10 VintAll | 0 | 10 | Residential | 01-ALC-AllCommercial-Cooling | 0 |  |  |  |  | 50 | 50 | 0 | 0 | 0 | 0 | 270 |  | kWh | 0.3564 | 0 | Residential |  | Annual | [5 empty] | 3 | 1 |  |  |  | 1 | 0 | 0 | 1 | 0 | 0 | 0 | 0 | 0 | 0 | 0 | 0 | 2006 Qtr 1: 0; 2006 Qtr 2: 0; 2006 Qtr 3: 0; 2006 Qtr 4: 0; 2007 Qtr 1: 0; 2007 Qtr 2: 0; 2007 Qtr 3: 0; 2007 Qtr 4: 0; 2008 Qtr 1: 0; 2008 Qtr 2: 0; 2008 Qtr 3: 0; 2008 Qtr 4: 1 | 1
0 | 267010-Duct Sealing (Total Leakage Reduced from 40% of AHU flow to 12%) Resid SF CZ10 Vint04 | 0 | 10 | Residential | 01-ALC-AllCommercial-Cooling | 0 |  |  |  |  | 106.6516 | 120 | 0 | 0 | 0 | -13.3484 | 181.333 |  | kWh | 0.24097 | 10.7341 | Residential |  | Winter Only | [5 empty] | 18 | 1 |  |  |  | 0 | 0 | 0 | 1 | 0 | 0 | 0 | 0 | 0 | 0 | 0 | 0 | 2006 Qtr 1: 0; 2006 Qtr 2: 0; 2006 Qtr 3: 0; 2006 Qtr 4: 0; 2007 Qtr 1: 0; 2007 Qtr 2: 0; 2007 Qtr 3: 0; 2007 Qtr 4: 0; 2008 Qtr 1: 0; 2008 Qtr 2: 0; 2008 Qtr 3: 0; 2008 Qtr 4: 1 | 1
0 | 267010-Duct Sealing (Total Leakage Reduced from 40% of AHU flow to 12%) Resid SF CZ10 Vint04 | 0 | 10 | Residential | 01-ALC-AllCommercial-Cooling | 0 |  |  |  |  | 106.6516 | 140 | 0 | 0 | 0 | -33.3484 | 181.333 |  | kWh | 0.24097 | 10.7341 | Residential |  | Winter Only | [5 empty] | 18 | 1 |  |  |  | 0 | 0 | 0 | 1 | 0 | 0 | 0 | 0 | 0 | 0 | 0 | 0 | 2006 Qtr 1: 0; 2006 Qtr 2: 0; 2006 Qtr 3: 0; 2006 Qtr 4: 0; 2007 Qtr 1: 0; 2007 Qtr 2: 0; 2007 Qtr 3: 0; 2007 Qtr 4: 0; 2008 Qtr 1: 0; 2008 Qtr 2: 0; 2008 Qtr 3: 0; 2008 Qtr 4: 1 | 1
0 | 267030-Commercial HVAC Diagnostic/Tune-up Com All CZ10 VintAll | 0 | 10 | Commercial | 01-ALC-AllCommercial-Cooling | 0 |  |  |  |  | 67.6133 | 67.6133 | 0 | 0 | 0 | 0 | 55.14 |  | kWh | 0.04 | 0 | Commercial |  | Annual | [5 empty] | 10 | 1 |  |  |  | 1 | 0 | 0 | 2.68 | 0 | 0 | 0 | 0 | 0 | 0 | 0 | 0 | 2006 Qtr 1: 0; 2006 Qtr 2: 0; 2006 Qtr 3: 0; 2006 Qtr 4: 0; 2007 Qtr 1: 0; 2007 Qtr 2: 0; 2007 Qtr 3: 0; 2007 Qtr 4: 0; 2008 Qtr 1: 0; 2008 Qtr 2: 0; 2008 Qtr 3: 0; 2008 Qtr 4: 2.68 | 2.68
0 | 267045-Commercial Condensor Coil Cleaning (all units - savings at 50% of DEER) Com All CZ10 VintAll | 0 | 10 | Commercial | 01-ALC-AllCommercial-Cooling | 0 |  |  |  |  | 10 | 10 | 0 | 0 | 0 | 0 | 74 |  | kWh | 0.0665 | 0 | Commercial |  | Annual | [5 empty] | 3 | 1 |  |  |  | 1 | 0 | 0 | 4 | 0 | 0 | 0 | 0 | 0 | 0 | 0 | 0 | 2006 Qtr 1: 0; 2006 Qtr 2: 0; 2006 Qtr 3: 0; 2006 Qtr 4: 0; 2007 Qtr 1: 0; 2007 Qtr 2: 0; 2007 Qtr 3: 0; 2007 Qtr 4: 0; 2008 Qtr 1: 0; 2008 Qtr 2: 0; 2008 Qtr 3: 0; 2008 Qtr 4: 4 | 4
0 | 267030-Commercial HVAC Diagnostic/Tune-up Com All CZ10 VintAll | 0 | 10 | Commercial | 01-ALC-AllCommercial-Cooling | 0 |  |  |  |  | 67.6133 | 67.6133 | 0 | 0 | 0 | 0 | 55.14 |  | kWh | 0.04 | 0 | Commercial |  | Annual | [5 empty] | 10 | 1 |  |  |  | 1 | 0 | 0 | 2.68 | 0 | 0 | 0 | 0 | 0 | 0 | 0 | 0 | 2006 Qtr 1: 0; 2006 Qtr 2: 0; 2006 Qtr 3: 0; 2006 Qtr 4: 0; 2007 Qtr 1: 0; 2007 Qtr 2: 0; 2007 Qtr 3: 0; 2007 Qtr 4: 0; 2008 Qtr 1: 0; 2008 Qtr 2: 0; 2008 Qtr 3: 0; 2008 Qtr 4: 2.68 | 2.68
0 | 267045-Commercial Condensor Coil Cleaning (all units - savings at 50% of DEER) Com All CZ10 VintAll | 0 | 10 | Commercial | 01-ALC-AllCommercial-Cooling | 0 |  |  |  |  | 10 | 10 | 0 | 0 | 0 | 0 | 74 |  | kWh | 0.0665 | 0 | Commercial |  | Annual | [5 empty] | 3 | 1 |  |  |  | 1 | 0 | 0 | 4 | 0 | 0 | 0 | 0 | 0 | 0 | 0 | 0 | 2006 Qtr 1: 0; 2006 Qtr 2: 0; 2006 Qtr 3: 0; 2006 Qtr 4: 0; 2007 Qtr 1: 0; 2007 Qtr 2: 0; 2007 Qtr 3: 0; 2007 Qtr 4: 0; 2008 Qtr 1: 0; 2008 Qtr 2: 0; 2008 Qtr 3: 0; 2008 Qtr 4: 4 | 4
0 | 267030-Commercial HVAC Diagnostic/Tune-up Com All CZ10 VintAll | 0 | 10 | Commercial | 01-ALC-AllCommercial-Cooling | 0 |  |  |  |  | 67.6133 | 67.6133 | 0 | 0 | 0 | 0 | 55.14 |  | kWh | 0.04 | 0 | Commercial |  | Annual | [5 empty] | 10 | 1 |  |  |  | 1 | 0 | 0 | 2.68 | 0 | 0 | 0 | 0 | 0 | 0 | 0 | 0 | 2006 Qtr 1: 0; 2006 Qtr 2: 0; 2006 Qtr 3: 0; 2006 Qtr 4: 0; 2007 Qtr 1: 0; 2007 Qtr 2: 0; 2007 Qtr 3: 0; 2007 Qtr 4: 0; 2008 Qtr 1: 0; 2008 Qtr 2: 0; 2008 Qtr 3: 0; 2008 Qtr 4: 2.68 | 2.68
0 | 267045-Commercial Condensor Coil Cleaning (all units - savings at 50% of DEER) Com All CZ10 VintAll | 0 | 10 | Commercial | 01-ALC-AllCommercial-Cooling | 0 |  |  |  |  | 10 | 10 | 0 | 0 | 0 | 0 | 74 |  | kWh | 0.0665 | 0 | Commercial |  | Annual | [5 empty] | 3 | 1 |  |  |  | 1 | 0 | 0 | 4 | 0 | 0 | 0 | 0 | 0 | 0 | 0 | 0 | 2006 Qtr 1: 0; 2006 Qtr 2: 0; 2006 Qtr 3: 0; 2006 Qtr 4: 0; 2007 Qtr 1: 0; 2007 Qtr 2: 0; 2007 Qtr 3: 0; 2007 Qtr 4: 0; 2008 Qtr 1: 0; 2008 Qtr 2: 0; 2008 Qtr 3: 0; 2008 Qtr 4: 4 | 4
0 | 267030-Commercial HVAC Diagnostic/Tune-up Com All CZ10 VintAll | 0 | 10 | Commercial | 01-ALC-AllCommercial-Cooling | 0 |  |  |  |  | 67.6133 | 67.6133 | 0 | 0 | 0 | 0 | 55.14 |  | kWh | 0.04 | 0 | Commercial |  | Annual | [5 empty] | 10 | 1 |  |  |  | 1 | 0 | 0 | 4.02 | 0 | 0 | 0 | 0 | 0 | 0 | 0 | 0 | 2006 Qtr 1: 0; 2006 Qtr 2: 0; 2006 Qtr 3: 0; 2006 Qtr 4: 0; 2007 Qtr 1: 0; 2007 Qtr 2: 0; 2007 Qtr 3: 0; 2007 Qtr 4: 0; 2008 Qtr 1: 0; 2008 Qtr 2: 0; 2008 Qtr 3: 0; 2008 Qtr 4: 4.02 | 4.02
0 | 267045-Commercial Condensor Coil Cleaning (all units - savings at 50% of DEER) Com All CZ10 VintAll | 0 | 10 | Commercial | 01-ALC-AllCommercial-Cooling | 0 |  |  |  |  | 10 | 10 | 0 | 0 | 0 | 0 | 74 |  | kWh | 0.0665 | 0 | Commercial |  | Annual | [5 empty] | 3 | 1 |  |  |  | 1 | 0 | 0 | 6 | 0 | 0 | 0 | 0 | 0 | 0 | 0 | 0 | 2006 Qtr 1: 0; 2006 Qtr 2: 0; 2006 Qtr 3: 0; 2006 Qtr 4: 0; 2007 Qtr 1: 0; 2007 Qtr 2: 0; 2007 Qtr 3: 0; 2007 Qtr 4: 0; 2008 Qtr 1: 0; 2008 Qtr 2: 0; 2008 Qtr 3: 0; 2008 Qtr 4: 6 | 6
0 | 267030-Commercial HVAC Diagnostic/Tune-up Com All CZ10 VintAll | 0 | 7 | Commercial | 01-ALC-AllCommercial-Cooling | 0 |  |  |  |  | 67.6133 | 67.6133 | 0 | 0 | 0 | 0 | 35.68 |  | kWh | 0.04 | 0 | Commercial |  | Annual | [5 empty] | 10 | 1 |  |  |  | 1 | 0 | 0 | 6.7 | 0 | 0 | 0 | 0 | 0 | 0 | 0 | 0 | 2006 Qtr 1: 0; 2006 Qtr 2: 0; 2006 Qtr 3: 0; 2006 Qtr 4: 0; 2007 Qtr 1: 0; 2007 Qtr 2: 0; 2007 Qtr 3: 0; 2007 Qtr 4: 0; 2008 Qtr 1: 0; 2008 Qtr 2: 0; 2008 Qtr 3: 0; 2008 Qtr 4: 6.7 | 6.7
0 | 267045-Commercial Condensor Coil Cleaning (all units - savings at 50% of DEER) Com All CZ10 VintAll | 0 | 7 | Commercial | 01-ALC-AllCommercial-Cooling | 0 |  |  |  |  | 10 | 10 | 0 | 0 | 0 | 0 | 74 |  | kWh | 0.0665 | 0 | Commercial |  | Annual | [5 empty] | 3 | 1 |  |  |  | 1 | 0 | 0 | 10 | 0 | 0 | 0 | 0 | 0 | 0 | 0 | 0 | 2006 Qtr 1: 0; 2006 Qtr 2: 0; 2006 Qtr 3: 0; 2006 Qtr 4: 0; 2007 Qtr 1: 0; 2007 Qtr 2: 0; 2007 Qtr 3: 0; 2007 Qtr 4: 0; 2008 Qtr 1: 0; 2008 Qtr 2: 0; 2008 Qtr 3: 0; 2008 Qtr 4: 10 | 10
0 | 267030-Commercial HVAC Diagnostic/Tune-up Com All CZ10 VintAll | 0 | 7 | Commercial | 01-ALC-AllCommercial-Cooling | 0 |  |  |  |  | 67.6133 | 67.6133 | 0 | 0 | 0 | 0 | 35.68 |  | kWh | 0.04 | 0 | Commercial |  | Annual | [5 empty] | 10 | 1 |  |  |  | 1 | 0 | 0 | 6.7 | 0 | 0 | 0 | 0 | 0 | 0 | 0 | 0 | 2006 Qtr 1: 0; 2006 Qtr 2: 0; 2006 Qtr 3: 0; 2006 Qtr 4: 0; 2007 Qtr 1: 0; 2007 Qtr 2: 0; 2007 Qtr 3: 0; 2007 Qtr 4: 0; 2008 Qtr 1: 0; 2008 Qtr 2: 0; 2008 Qtr 3: 0; 2008 Qtr 4: 6.7 | 6.7
0 | 267045-Commercial Condensor Coil Cleaning (all units - savings at 50% of DEER) Com All CZ10 VintAll | 0 | 7 | Commercial | 01-ALC-AllCommercial-Cooling | 0 |  |  |  |  | 10 | 10 | 0 | 0 | 0 | 0 | 74 |  | kWh | 0.0665 | 0 | Commercial |  | Annual | [5 empty] | 3 | 1 |  |  |  | 1 | 0 | 0 | 10 | 0 | 0 | 0 | 0 | 0 | 0 | 0 | 0 | 2006 Qtr 1: 0; 2006 Qtr 2: 0; 2006 Qtr 3: 0; 2006 Qtr 4: 0; 2007 Qtr 1: 0; 2007 Qtr 2: 0; 2007 Qtr 3: 0; 2007 Qtr 4: 0; 2008 Qtr 1: 0; 2008 Qtr 2: 0; 2008 Qtr 3: 0; 2008 Qtr 4: 10 | 10
0 | 267030-Commercial HVAC Diagnostic/Tune-up Com All CZ10 VintAll | 0 | 7 | Commercial | 01-ALC-AllCommercial-Cooling | 0 |  |  |  |  | 67.6133 | 67.6133 | 0 | 0 | 0 | 0 | 35.68 |  | kWh | 0.04 | 0 | Commercial |  | Annual | [5 empty] | 10 | 1 |  |  |  | 1 | 0 | 0 | 6.7 | 0 | 0 | 0 | 0 | 0 | 0 | 0 | 0 | 2006 Qtr 1: 0; 2006 Qtr 2: 0; 2006 Qtr 3: 0; 2006 Qtr 4: 0; 2007 Qtr 1: 0; 2007 Qtr 2: 0; 2007 Qtr 3: 0; 2007 Qtr 4: 0; 2008 Qtr 1: 0; 2008 Qtr 2: 0; 2008 Qtr 3: 0; 2008 Qtr 4: 6.7 | 6.7
0 | 267045-Commercial Condensor Coil Cleaning (all units - savings at 50% of DEER) Com All CZ10 VintAll | 0 | 7 | Commercial | 01-ALC-AllCommercial-Cooling | 0 |  |  |  |  | 10 | 10 | 0 | 0 | 0 | 0 | 74 |  | kWh | 0.0665 | 0 | Commercial |  | Annual | [5 empty] | 3 | 1 |  |  |  | 1 | 0 | 0 | 10 | 0 | 0 | 0 | 0 | 0 | 0 | 0 | 0 | 2006 Qtr 1: 0; 2006 Qtr 2: 0; 2006 Qtr 3: 0; 2006 Qtr 4: 0; 2007 Qtr 1: 0; 2007 Qtr 2: 0; 2007 Qtr 3: 0; 2007 Qtr 4: 0; 2008 Qtr 1: 0; 2008 Qtr 2: 0; 2008 Qtr 3: 0; 2008 Qtr 4: 10 | 10
0 | 267030-Commercial HVAC Diagnostic/Tune-up Com All CZ10 VintAll | 0 | 7 | Commercial | 01-ALC-AllCommercial-Cooling | 0 |  |  |  |  | 67.6133 | 67.6133 | 0 | 0 | 0 | 0 | 35.68 |  | kWh | 0.04 | 0 | Commercial |  | Annual | [5 empty] | 10 | 1 |  |  |  | 1 | 0 | 0 | 6.7 | 0 | 0 | 0 | 0 | 0 | 0 | 0 | 0 | 2006 Qtr 1: 0; 2006 Qtr 2: 0; 2006 Qtr 3: 0; 2006 Qtr 4: 0; 2007 Qtr 1: 0; 2007 Qtr 2: 0; 2007 Qtr 3: 0; 2007 Qtr 4: 0; 2008 Qtr 1: 0; 2008 Qtr 2: 0; 2008 Qtr 3: 0; 2008 Qtr 4: 6.7 | 6.7
0 | 267045-Commercial Condensor Coil Cleaning (all units - savings at 50% of DEER) Com All CZ10 VintAll | 0 | 7 | Commercial | 01-ALC-AllCommercial-Cooling | 0 |  |  |  |  | 10 | 10 | 0 | 0 | 0 | 0 | 74 |  | kWh | 0.0665 | 0 | Commercial |  | Annual | [5 empty] | 3 | 1 |  |  |  | 1 | 0 | 0 | 10 | 0 | 0 | 0 | 0 | 0 | 0 | 0 | 0 | 2006 Qtr 1: 0; 2006 Qtr 2: 0; 2006 Qtr 3: 0; 2006 Qtr 4: 0; 2007 Qtr 1: 0; 2007 Qtr 2: 0; 2007 Qtr 3: 0; 2007 Qtr 4: 0; 2008 Qtr 1: 0; 2008 Qtr 2: 0; 2008 Qtr 3: 0; 2008 Qtr 4: 10 | 10
0 | 267030-Commercial HVAC Diagnostic/Tune-up Com All CZ10 VintAll | 0 | 7 | Commercial | 01-ALC-AllCommercial-Cooling | 0 |  |  |  |  | 67.6133 | 67.6133 | 0 | 0 | 0 | 0 | 35.68 |  | kWh | 0.04 | 0 | Commercial |  | Annual | [5 empty] | 10 | 1 |  |  |  | 1 | 0 | 0 | 6.7 | 0 | 0 | 0 | 0 | 0 | 0 | 0 | 0 | 2006 Qtr 1: 0; 2006 Qtr 2: 0; 2006 Qtr 3: 0; 2006 Qtr 4: 0; 2007 Qtr 1: 0; 2007 Qtr 2: 0; 2007 Qtr 3: 0; 2007 Qtr 4: 0; 2008 Qtr 1: 0; 2008 Qtr 2: 0; 2008 Qtr 3: 0; 2008 Qtr 4: 6.7 | 6.7
0 | 267045-Commercial Condensor Coil Cleaning (all units - savings at 50% of DEER) Com All CZ10 VintAll | 0 | 7 | Commercial | 01-ALC-AllCommercial-Cooling | 0 |  |  |  |  | 10 | 10 | 0 | 0 | 0 | 0 | 74 |  | kWh | 0.0665 | 0 | Commercial |  | Annual | [5 empty] | 3 | 1 |  |  |  | 1 | 0 | 0 | 10 | 0 | 0 | 0 | 0 | 0 | 0 | 0 | 0 | 2006 Qtr 1: 0; 2006 Qtr 2: 0; 2006 Qtr 3: 0; 2006 Qtr 4: 0; 2007 Qtr 1: 0; 2007 Qtr 2: 0; 2007 Qtr 3: 0; 2007 Qtr 4: 0; 2008 Qtr 1: 0; 2008 Qtr 2: 0; 2008 Qtr 3: 0; 2008 Qtr 4: 10 | 10
0 | 267030-Commercial HVAC Diagnostic/Tune-up Com All CZ10 VintAll | 0 | 7 | Commercial | 01-ALC-AllCommercial-Cooling | 0 |  |  |  |  | 67.6133 | 67.6133 | 0 | 0 | 0 | 0 | 35.68 |  | kWh | 0.04 | 0 | Commercial |  | Annual | [5 empty] | 10 | 1 |  |  |  | 1 | 0 | 0 | 6.7 | 0 | 0 | 0 | 0 | 0 | 0 | 0 | 0 | 2006 Qtr 1: 0; 2006 Qtr 2: 0; 2006 Qtr 3: 0; 2006 Qtr 4: 0; 2007 Qtr 1: 0; 2007 Qtr 2: 0; 2007 Qtr 3: 0; 2007 Qtr 4: 0; 2008 Qtr 1: 0; 2008 Qtr 2: 0; 2008 Qtr 3: 0; 2008 Qtr 4: 6.7 | 6.7
0 | 267045-Commercial Condensor Coil Cleaning (all units - savings at 50% of DEER) Com All CZ10 VintAll | 0 | 7 | Commercial | 01-ALC-AllCommercial-Cooling | 0 |  |  |  |  | 10 | 10 | 0 | 0 | 0 | 0 | 74 |  | kWh | 0.0665 | 0 | Commercial |  | Annual | [5 empty] | 3 | 1 |  |  |  | 1 | 0 | 0 | 10 | 0 | 0 | 0 | 0 | 0 | 0 | 0 | 0 | 2006 Qtr 1: 0; 2006 Qtr 2: 0; 2006 Qtr 3: 0; 2006 Qtr 4: 0; 2007 Qtr 1: 0; 2007 Qtr 2: 0; 2007 Qtr 3: 0; 2007 Qtr 4: 0; 2008 Qtr 1: 0; 2008 Qtr 2: 0; 2008 Qtr 3: 0; 2008 Qtr 4: 10 | 10
0 | 267030-Commercial HVAC Diagnostic/Tune-up Com All CZ10 VintAll | 0 | 7 | Commercial | 01-ALC-AllCommercial-Cooling | 0 |  |  |  |  | 67.6133 | 67.6133 | 0 | 0 | 0 | 0 | 35.68 |  | kWh | 0.04 | 0 | Commercial |  | Annual | [5 empty] | 10 | 1 |  |  |  | 1 | 0 | 0 | 6.7 | 0 | 0 | 0 | 0 | 0 | 0 | 0 | 0 | 2006 Qtr 1: 0; 2006 Qtr 2: 0; 2006 Qtr 3: 0; 2006 Qtr 4: 0; 2007 Qtr 1: 0; 2007 Qtr 2: 0; 2007 Qtr 3: 0; 2007 Qtr 4: 0; 2008 Qtr 1: 0; 2008 Qtr 2: 0; 2008 Qtr 3: 0; 2008 Qtr 4: 6.7 | 6.7
0 | 267045-Commercial Condensor Coil Cleaning (all units - savings at 50% of DEER) Com All CZ10 VintAll | 0 | 7 | Commercial | 01-ALC-AllCommercial-Cooling | 0 |  |  |  |  | 10 | 10 | 0 | 0 | 0 | 0 | 74 |  | kWh | 0.0665 | 0 | Commercial |  | Annual | [5 empty] | 3 | 1 |  |  |  | 1 | 0 | 0 | 10 | 0 | 0 | 0 | 0 | 0 | 0 | 0 | 0 | 2006 Qtr 1: 0; 2006 Qtr 2: 0; 2006 Qtr 3: 0; 2006 Qtr 4: 0; 2007 Qtr 1: 0; 2007 Qtr 2: 0; 2007 Qtr 3: 0; 2007 Qtr 4: 0; 2008 Qtr 1: 0; 2008 Qtr 2: 0; 2008 Qtr 3: 0; 2008 Qtr 4: 10 | 10
0 | 267030-Commercial HVAC Diagnostic/Tune-up Com All CZ10 VintAll | 0 | 7 | Commercial | 01-ALC-AllCommercial-Cooling | 0 |  |  |  |  | 67.6133 | 67.6133 | 0 | 0 | 0 | 0 | 35.68 |  | kWh | 0.04 | 0 | Commercial |  | Annual | [5 empty] | 10 | 1 |  |  |  | 1 | 0 | 0 | 6.7 | 0 | 0 | 0 | 0 | 0 | 0 | 0 | 0 | 2006 Qtr 1: 0; 2006 Qtr 2: 0; 2006 Qtr 3: 0; 2006 Qtr 4: 0; 2007 Qtr 1: 0; 2007 Qtr 2: 0; 2007 Qtr 3: 0; 2007 Qtr 4: 0; 2008 Qtr 1: 0; 2008 Qtr 2: 0; 2008 Qtr 3: 0; 2008 Qtr 4: 6.7 | 6.7
0 | 267045-Commercial Condensor Coil Cleaning (all units - savings at 50% of DEER) Com All CZ10 VintAll | 0 | 7 | Commercial | 01-ALC-AllCommercial-Cooling | 0 |  |  |  |  | 10 | 10 | 0 | 0 | 0 | 0 | 74 |  | kWh | 0.0665 | 0 | Commercial |  | Annual | [5 empty] | 3 | 1 |  |  |  | 1 | 0 | 0 | 10 | 0 | 0 | 0 | 0 | 0 | 0 | 0 | 0 | 2006 Qtr 1: 0; 2006 Qtr 2: 0; 2006 Qtr 3: 0; 2006 Qtr 4: 0; 2007 Qtr 1: 0; 2007 Qtr 2: 0; 2007 Qtr 3: 0; 2007 Qtr 4: 0; 2008 Qtr 1: 0; 2008 Qtr 2: 0; 2008 Qtr 3: 0; 2008 Qtr 4: 10 | 10
0 | 267030-Commercial HVAC Diagnostic/Tune-up Com All CZ10 VintAll | 0 | 7 | Commercial | 01-ALC-AllCommercial-Cooling | 0 |  |  |  |  | 67.6133 | 67.6133 | 0 | 0 | 0 | 0 | 35.68 |  | kWh | 0.04 | 0 | Commercial |  | Annual | [5 empty] | 10 | 1 |  |  |  | 1 | 0 | 0 | 2.68 | 0 | 0 | 0 | 0 | 0 | 0 | 0 | 0 | 2006 Qtr 1: 0; 2006 Qtr 2: 0; 2006 Qtr 3: 0; 2006 Qtr 4: 0; 2007 Qtr 1: 0; 2007 Qtr 2: 0; 2007 Qtr 3: 0; 2007 Qtr 4: 0; 2008 Qtr 1: 0; 2008 Qtr 2: 0; 2008 Qtr 3: 0; 2008 Qtr 4: 2.68 | 2.68
0 | 267045-Commercial Condensor Coil Cleaning (all units - savings at 50% of DEER) Com All CZ10 VintAll | 0 | 7 | Commercial | 01-ALC-AllCommercial-Cooling | 0 |  |  |  |  | 10 | 10 | 0 | 0 | 0 | 0 | 74 |  | kWh | 0.0665 | 0 | Commercial |  | Annual | [5 empty] | 3 | 1 |  |  |  | 1 | 0 | 0 | 4 | 0 | 0 | 0 | 0 | 0 | 0 | 0 | 0 | 2006 Qtr 1: 0; 2006 Qtr 2: 0; 2006 Qtr 3: 0; 2006 Qtr 4: 0; 2007 Qtr 1: 0; 2007 Qtr 2: 0; 2007 Qtr 3: 0; 2007 Qtr 4: 0; 2008 Qtr 1: 0; 2008 Qtr 2: 0; 2008 Qtr 3: 0; 2008 Qtr 4: 4 | 4
0 | 267030-Commercial HVAC Diagnostic/Tune-up Com All CZ10 VintAll | 0 | 7 | Commercial | 01-ALC-AllCommercial-Cooling | 0 |  |  |  |  | 67.6133 | 67.6133 | 0 | 0 | 0 | 0 | 35.68 |  | kWh | 0.04 | 0 | Commercial |  | Annual | [5 empty] | 10 | 1 |  |  |  | 1 | 0 | 0 | 2.68 | 0 | 0 | 0 | 0 | 0 | 0 | 0 | 0 | 2006 Qtr 1: 0; 2006 Qtr 2: 0; 2006 Qtr 3: 0; 2006 Qtr 4: 0; 2007 Qtr 1: 0; 2007 Qtr 2: 0; 2007 Qtr 3: 0; 2007 Qtr 4: 0; 2008 Qtr 1: 0; 2008 Qtr 2: 0; 2008 Qtr 3: 0; 2008 Qtr 4: 2.68 | 2.68
0 | 267045-Commercial Condensor Coil Cleaning (all units - savings at 50% of DEER) Com All CZ10 VintAll | 0 | 7 | Commercial | 01-ALC-AllCommercial-Cooling | 0 |  |  |  |  | 10 | 10 | 0 | 0 | 0 | 0 | 74 |  | kWh | 0.0665 | 0 | Commercial |  | Annual | [5 empty] | 3 | 1 |  |  |  | 1 | 0 | 0 | 4 | 0 | 0 | 0 | 0 | 0 | 0 | 0 | 0 | 2006 Qtr 1: 0; 2006 Qtr 2: 0; 2006 Qtr 3: 0; 2006 Qtr 4: 0; 2007 Qtr 1: 0; 2007 Qtr 2: 0; 2007 Qtr 3: 0; 2007 Qtr 4: 0; 2008 Qtr 1: 0; 2008 Qtr 2: 0; 2008 Qtr 3: 0; 2008 Qtr 4: 4 | 4
0 | 267030-Commercial HVAC Diagnostic/Tune-up Com All CZ10 VintAll | 0 | 7 | Commercial | 01-ALC-AllCommercial-Cooling | 0 |  |  |  |  | 67.6133 | 67.6133 | 0 | 0 | 0 | 0 | 35.68 |  | kWh | 0.04 | 0 | Commercial |  | Annual | [5 empty] | 10 | 1 |  |  |  | 1 | 0 | 0 | 2.68 | 0 | 0 | 0 | 0 | 0 | 0 | 0 | 0 | 2006 Qtr 1: 0; 2006 Qtr 2: 0; 2006 Qtr 3: 0; 2006 Qtr 4: 0; 2007 Qtr 1: 0; 2007 Qtr 2: 0; 2007 Qtr 3: 0; 2007 Qtr 4: 0; 2008 Qtr 1: 0; 2008 Qtr 2: 0; 2008 Qtr 3: 0; 2008 Qtr 4: 2.68 | 2.68
0 | 267045-Commercial Condensor Coil Cleaning (all units - savings at 50% of DEER) Com All CZ10 VintAll | 0 | 7 | Commercial | 01-ALC-AllCommercial-Cooling | 0 |  |  |  |  | 10 | 10 | 0 | 0 | 0 | 0 | 74 |  | kWh | 0.0665 | 0 | Commercial |  | Annual | [5 empty] | 3 | 1 |  |  |  | 1 | 0 | 0 | 4 | 0 | 0 | 0 | 0 | 0 | 0 | 0 | 0 | 2006 Qtr 1: 0; 2006 Qtr 2: 0; 2006 Qtr 3: 0; 2006 Qtr 4: 0; 2007 Qtr 1: 0; 2007 Qtr 2: 0; 2007 Qtr 3: 0; 2007 Qtr 4: 0; 2008 Qtr 1: 0; 2008 Qtr 2: 0; 2008 Qtr 3: 0; 2008 Qtr 4: 4 | 4
0 | 267030-Commercial HVAC Diagnostic/Tune-up Com All CZ10 VintAll | 0 | 7 | Commercial | 01-ALC-AllCommercial-Cooling | 0 |  |  |  |  | 67.6133 | 67.6133 | 0 | 0 | 0 | 0 | 35.68 |  | kWh | 0.04 | 0 | Commercial |  | Annual | [5 empty] | 10 | 1 |  |  |  | 1 | 0 | 0 | 2.68 | 0 | 0 | 0 | 0 | 0 | 0 | 0 | 0 | 2006 Qtr 1: 0; 2006 Qtr 2: 0; 2006 Qtr 3: 0; 2006 Qtr 4: 0; 2007 Qtr 1: 0; 2007 Qtr 2: 0; 2007 Qtr 3: 0; 2007 Qtr 4: 0; 2008 Qtr 1: 0; 2008 Qtr 2: 0; 2008 Qtr 3: 0; 2008 Qtr 4: 2.68 | 2.68
0 | 267045-Commercial Condensor Coil Cleaning (all units - savings at 50% of DEER) Com All CZ10 VintAll | 0 | 7 | Commercial | 01-ALC-AllCommercial-Cooling | 0 |  |  |  |  | 10 | 10 | 0 | 0 | 0 | 0 | 74 |  | kWh | 0.0665 | 0 | Commercial |  | Annual | [5 empty] | 3 | 1 |  |  |  | 1 | 0 | 0 | 4 | 0 | 0 | 0 | 0 | 0 | 0 | 0 | 0 | 2006 Qtr 1: 0; 2006 Qtr 2: 0; 2006 Qtr 3: 0; 2006 Qtr 4: 0; 2007 Qtr 1: 0; 2007 Qtr 2: 0; 2007 Qtr 3: 0; 2007 Qtr 4: 0; 2008 Qtr 1: 0; 2008 Qtr 2: 0; 2008 Qtr 3: 0; 2008 Qtr 4: 4 | 4
0 | 267030-Commercial HVAC Diagnostic/Tune-up Com All CZ10 VintAll | 0 | 7 | Commercial | 01-ALC-AllCommercial-Cooling | 0 |  |  |  |  | 67.6133 | 67.6133 | 0 | 0 | 0 | 0 | 35.68 |  | kWh | 0.04 | 0 | Commercial |  | Annual | [5 empty] | 10 | 1 |  |  |  | 1 | 0 | 0 | 2.68 | 0 | 0 | 0 | 0 | 0 | 0 | 0 | 0 | 2006 Qtr 1: 0; 2006 Qtr 2: 0; 2006 Qtr 3: 0; 2006 Qtr 4: 0; 2007 Qtr 1: 0; 2007 Qtr 2: 0; 2007 Qtr 3: 0; 2007 Qtr 4: 0; 2008 Qtr 1: 0; 2008 Qtr 2: 0; 2008 Qtr 3: 0; 2008 Qtr 4: 2.68 | 2.68
0 | 267045-Commercial Condensor Coil Cleaning (all units - savings at 50% of DEER) Com All CZ10 VintAll | 0 | 7 | Commercial | 01-ALC-AllCommercial-Cooling | 0 |  |  |  |  | 10 | 10 | 0 | 0 | 0 | 0 | 74 |  | kWh | 0.0665 | 0 | Commercial |  | Annual | [5 empty] | 3 | 1 |  |  |  | 1 | 0 | 0 | 4 | 0 | 0 | 0 | 0 | 0 | 0 | 0 | 0 | 2006 Qtr 1: 0; 2006 Qtr 2: 0; 2006 Qtr 3: 0; 2006 Qtr 4: 0; 2007 Qtr 1: 0; 2007 Qtr 2: 0; 2007 Qtr 3: 0; 2007 Qtr 4: 0; 2008 Qtr 1: 0; 2008 Qtr 2: 0; 2008 Qtr 3: 0; 2008 Qtr 4: 4 | 4
0 | 267030-Commercial HVAC Diagnostic/Tune-up Com All CZ10 VintAll | 0 | 7 | Commercial | 01-ALC-AllCommercial-Cooling | 0 |  |  |  |  | 67.6133 | 67.6133 | 0 | 0 | 0 | 0 | 35.68 |  | kWh | 0.04 | 0 | Commercial |  | Annual | [5 empty] | 10 | 1 |  |  |  | 1 | 0 | 0 | 2.68 | 0 | 0 | 0 | 0 | 0 | 0 | 0 | 0 | 2006 Qtr 1: 0; 2006 Qtr 2: 0; 2006 Qtr 3: 0; 2006 Qtr 4: 0; 2007 Qtr 1: 0; 2007 Qtr 2: 0; 2007 Qtr 3: 0; 2007 Qtr 4: 0; 2008 Qtr 1: 0; 2008 Qtr 2: 0; 2008 Qtr 3: 0; 2008 Qtr 4: 2.68 | 2.68
0 | 267045-Commercial Condensor Coil Cleaning (all units - savings at 50% of DEER) Com All CZ10 VintAll | 0 | 7 | Commercial | 01-ALC-AllCommercial-Cooling | 0 |  |  |  |  | 10 | 10 | 0 | 0 | 0 | 0 | 74 |  | kWh | 0.0665 | 0 | Commercial |  | Annual | [5 empty] | 3 | 1 |  |  |  | 1 | 0 | 0 | 4 | 0 | 0 | 0 | 0 | 0 | 0 | 0 | 0 | 2006 Qtr 1: 0; 2006 Qtr 2: 0; 2006 Qtr 3: 0; 2006 Qtr 4: 0; 2007 Qtr 1: 0; 2007 Qtr 2: 0; 2007 Qtr 3: 0; 2007 Qtr 4: 0; 2008 Qtr 1: 0; 2008 Qtr 2: 0; 2008 Qtr 3: 0; 2008 Qtr 4: 4 | 4
0 | 267030-Commercial HVAC Diagnostic/Tune-up Com All CZ10 VintAll | 0 | 10 | Commercial | 01-ALC-AllCommercial-Cooling | 0 |  |  |  |  | 67.6133 | 67.6133 | 0 | 0 | 0 | 0 | 55.14 |  | kWh | 0.04 | 0 | Commercial |  | Annual | [5 empty] | 10 | 1 |  |  |  | 1 | 0 | 0 | 2.68 | 0 | 0 | 0 | 0 | 0 | 0 | 0 | 0 | 2006 Qtr 1: 0; 2006 Qtr 2: 0; 2006 Qtr 3: 0; 2006 Qtr 4: 0; 2007 Qtr 1: 0; 2007 Qtr 2: 0; 2007 Qtr 3: 0; 2007 Qtr 4: 0; 2008 Qtr 1: 0; 2008 Qtr 2: 0; 2008 Qtr 3: 0; 2008 Qtr 4: 2.68 | 2.68
0 | 267045-Commercial Condensor Coil Cleaning (all units - savings at 50% of DEER) Com All CZ10 VintAll | 0 | 10 | Commercial | 01-ALC-AllCommercial-Cooling | 0 |  |  |  |  | 10 | 10 | 0 | 0 | 0 | 0 | 74 |  | kWh | 0.0665 | 0 | Commercial |  | Annual | [5 empty] | 3 | 1 |  |  |  | 1 | 0 | 0 | 4 | 0 | 0 | 0 | 0 | 0 | 0 | 0 | 0 | 2006 Qtr 1: 0; 2006 Qtr 2: 0; 2006 Qtr 3: 0; 2006 Qtr 4: 0; 2007 Qtr 1: 0; 2007 Qtr 2: 0; 2007 Qtr 3: 0; 2007 Qtr 4: 0; 2008 Qtr 1: 0; 2008 Qtr 2: 0; 2008 Qtr 3: 0; 2008 Qtr 4: 4 | 4
0 | 267030-Commercial HVAC Diagnostic/Tune-up Com All CZ10 VintAll | 0 | 10 | Commercial | 01-ALC-AllCommercial-Cooling | 0 |  |  |  |  | 67.6133 | 67.6133 | 0 | 0 | 0 | 0 | 55.14 |  | kWh | 0.04 | 0 | Commercial |  | Annual | [5 empty] | 10 | 1 |  |  |  | 1 | 0 | 0 | 2.68 | 0 | 0 | 0 | 0 | 0 | 0 | 0 | 0 | 2006 Qtr 1: 0; 2006 Qtr 2: 0; 2006 Qtr 3: 0; 2006 Qtr 4: 0; 2007 Qtr 1: 0; 2007 Qtr 2: 0; 2007 Qtr 3: 0; 2007 Qtr 4: 0; 2008 Qtr 1: 0; 2008 Qtr 2: 0; 2008 Qtr 3: 0; 2008 Qtr 4: 2.68 | 2.68
0 | 267045-Commercial Condensor Coil Cleaning (all units - savings at 50% of DEER) Com All CZ10 VintAll | 0 | 10 | Commercial | 01-ALC-AllCommercial-Cooling | 0 |  |  |  |  | 10 | 10 | 0 | 0 | 0 | 0 | 74 |  | kWh | 0.0665 | 0 | Commercial |  | Annual | [5 empty] | 3 | 1 |  |  |  | 1 | 0 | 0 | 4 | 0 | 0 | 0 | 0 | 0 | 0 | 0 | 0 | 2006 Qtr 1: 0; 2006 Qtr 2: 0; 2006 Qtr 3: 0; 2006 Qtr 4: 0; 2007 Qtr 1: 0; 2007 Qtr 2: 0; 2007 Qtr 3: 0; 2007 Qtr 4: 0; 2008 Qtr 1: 0; 2008 Qtr 2: 0; 2008 Qtr 3: 0; 2008 Qtr 4: 4 | 4
0 | 267030-Commercial HVAC Diagnostic/Tune-up Com All CZ10 VintAll | 0 | 10 | Commercial | 01-ALC-AllCommercial-Cooling | 0 |  |  |  |  | 67.6133 | 67.6133 | 0 | 0 | 0 | 0 | 55.14 |  | kWh | 0.04 | 0 | Commercial |  | Annual | [5 empty] | 10 | 1 |  |  |  | 1 | 0 | 0 | 2.68 | 0 | 0 | 0 | 0 | 0 | 0 | 0 | 0 | 2006 Qtr 1: 0; 2006 Qtr 2: 0; 2006 Qtr 3: 0; 2006 Qtr 4: 0; 2007 Qtr 1: 0; 2007 Qtr 2: 0; 2007 Qtr 3: 0; 2007 Qtr 4: 0; 2008 Qtr 1: 0; 2008 Qtr 2: 0; 2008 Qtr 3: 0; 2008 Qtr 4: 2.68 | 2.68
0 | 267045-Commercial Condensor Coil Cleaning (all units - savings at 50% of DEER) Com All CZ10 VintAll | 0 | 10 | Commercial | 01-ALC-AllCommercial-Cooling | 0 |  |  |  |  | 10 | 10 | 0 | 0 | 0 | 0 | 74 |  | kWh | 0.0665 | 0 | Commercial |  | Annual | [5 empty] | 3 | 1 |  |  |  | 1 | 0 | 0 | 4 | 0 | 0 | 0 | 0 | 0 | 0 | 0 | 0 | 2006 Qtr 1: 0; 2006 Qtr 2: 0; 2006 Qtr 3: 0; 2006 Qtr 4: 0; 2007 Qtr 1: 0; 2007 Qtr 2: 0; 2007 Qtr 3: 0; 2007 Qtr 4: 0; 2008 Qtr 1: 0; 2008 Qtr 2: 0; 2008 Qtr 3: 0; 2008 Qtr 4: 4 | 4
0 | 267030-Commercial HVAC Diagnostic/Tune-up Com All CZ10 VintAll | 0 | 10 | Commercial | 01-ALC-AllCommercial-Cooling | 0 |  |  |  |  | 67.6133 | 67.6133 | 0 | 0 | 0 | 0 | 55.14 |  | kWh | 0.04 | 0 | Commercial |  | Annual | [5 empty] | 10 | 1 |  |  |  | 1 | 0 | 0 | 2.68 | 0 | 0 | 0 | 0 | 0 | 0 | 0 | 0 | 2006 Qtr 1: 0; 2006 Qtr 2: 0; 2006 Qtr 3: 0; 2006 Qtr 4: 0; 2007 Qtr 1: 0; 2007 Qtr 2: 0; 2007 Qtr 3: 0; 2007 Qtr 4: 0; 2008 Qtr 1: 0; 2008 Qtr 2: 0; 2008 Qtr 3: 0; 2008 Qtr 4: 2.68 | 2.68
0 | 267045-Commercial Condensor Coil Cleaning (all units - savings at 50% of DEER) Com All CZ10 VintAll | 0 | 10 | Commercial | 01-ALC-AllCommercial-Cooling | 0 |  |  |  |  | 10 | 10 | 0 | 0 | 0 | 0 | 74 |  | kWh | 0.0665 | 0 | Commercial |  | Annual | [5 empty] | 3 | 1 |  |  |  | 1 | 0 | 0 | 4 | 0 | 0 | 0 | 0 | 0 | 0 | 0 | 0 | 2006 Qtr 1: 0; 2006 Qtr 2: 0; 2006 Qtr 3: 0; 2006 Qtr 4: 0; 2007 Qtr 1: 0; 2007 Qtr 2: 0; 2007 Qtr 3: 0; 2007 Qtr 4: 0; 2008 Qtr 1: 0; 2008 Qtr 2: 0; 2008 Qtr 3: 0; 2008 Qtr 4: 4 | 4
0 | 267030-Commercial HVAC Diagnostic/Tune-up Com All CZ10 VintAll | 0 | 10 | Commercial | 01-ALC-AllCommercial-Cooling | 0 |  |  |  |  | 67.6133 | 67.6133 | 0 | 0 | 0 | 0 | 55.14 |  | kWh | 0.04 | 0 | Commercial |  | Annual | [5 empty] | 10 | 1 |  |  |  | 1 | 0 | 0 | 2.68 | 0 | 0 | 0 | 0 | 0 | 0 | 0 | 0 | 2006 Qtr 1: 0; 2006 Qtr 2: 0; 2006 Qtr 3: 0; 2006 Qtr 4: 0; 2007 Qtr 1: 0; 2007 Qtr 2: 0; 2007 Qtr 3: 0; 2007 Qtr 4: 0; 2008 Qtr 1: 0; 2008 Qtr 2: 0; 2008 Qtr 3: 0; 2008 Qtr 4: 2.68 | 2.68
0 | 267045-Commercial Condensor Coil Cleaning (all units - savings at 50% of DEER) Com All CZ10 VintAll | 0 | 10 | Commercial | 01-ALC-AllCommercial-Cooling | 0 |  |  |  |  | 10 | 10 | 0 | 0 | 0 | 0 | 74 |  | kWh | 0.0665 | 0 | Commercial |  | Annual | [5 empty] | 3 | 1 |  |  |  | 1 | 0 | 0 | 4 | 0 | 0 | 0 | 0 | 0 | 0 | 0 | 0 | 2006 Qtr 1: 0; 2006 Qtr 2: 0; 2006 Qtr 3: 0; 2006 Qtr 4: 0; 2007 Qtr 1: 0; 2007 Qtr 2: 0; 2007 Qtr 3: 0; 2007 Qtr 4: 0; 2008 Qtr 1: 0; 2008 Qtr 2: 0; 2008 Qtr 3: 0; 2008 Qtr 4: 4 | 4
0 | 267034-High Refrigerant Charge Adjustment (>= ±20% rated charge) Resid MF CZ10 Vint05 | 0 | 10 | Residential | 01-ALC-AllCommercial-Cooling | 0 |  |  |  |  | 99 | 79.1045 | 0 | 0 | 0 | 19.8955 | 55.14 |  | kWh | 0.04 | 0 | Residential |  | Winter Only | [5 empty] | 10 | 1 |  |  |  | 1 | 0 | 0 | 1.34 | 0 | 0 | 0 | 0 | 0 | 0 | 0 | 0 | 2006 Qtr 1: 0; 2006 Qtr 2: 0; 2006 Qtr 3: 0; 2006 Qtr 4: 0; 2007 Qtr 1: 0; 2007 Qtr 2: 0; 2007 Qtr 3: 0; 2007 Qtr 4: 0; 2008 Qtr 1: 0; 2008 Qtr 2: 0; 2008 Qtr 3: 0; 2008 Qtr 4: 1.34 | 1.34
0 | 267042-Residential Condensor Coil Cleaning Resid MF CZ10 VintAll | 0 | 10 | Residential | 01-ALC-AllCommercial-Cooling | 0 |  |  |  |  | 50 | 50 | 0 | 0 | 0 | 0 | 180 |  | kWh | 0.2376 | 0 | Residential |  | Annual | [5 empty] | 3 | 1 |  |  |  | 1 | 0 | 0 | 1 | 0 | 0 | 0 | 0 | 0 | 0 | 0 | 0 | 2006 Qtr 1: 0; 2006 Qtr 2: 0; 2006 Qtr 3: 0; 2006 Qtr 4: 0; 2007 Qtr 1: 0; 2007 Qtr 2: 0; 2007 Qtr 3: 0; 2007 Qtr 4: 0; 2008 Qtr 1: 0; 2008 Qtr 2: 0; 2008 Qtr 3: 0; 2008 Qtr 4: 1 | 1
0 | 267040-Residential Condensor Coil Cleaning Resid SF CZ10 VintAll | 0 | 10 | Residential | 01-ALC-AllCommercial-Cooling | 0 |  |  |  |  | 50 | 50 | 0 | 0 | 0 | 0 | 270 |  | kWh | 0.3564 | 0 | Residential |  | Annual | [5 empty] | 3 | 1 |  |  |  | 1 | 0 | 0 | 1 | 0 | 0 | 0 | 0 | 0 | 0 | 0 | 0 | 2006 Qtr 1: 0; 2006 Qtr 2: 0; 2006 Qtr 3: 0; 2006 Qtr 4: 0; 2007 Qtr 1: 0; 2007 Qtr 2: 0; 2007 Qtr 3: 0; 2007 Qtr 4: 0; 2008 Qtr 1: 0; 2008 Qtr 2: 0; 2008 Qtr 3: 0; 2008 Qtr 4: 1 | 1
0 | 267040-Residential Condensor Coil Cleaning Resid SF CZ10 VintAll | 0 | 10 | Residential | 01-ALC-AllCommercial-Cooling | 0 |  |  |  |  | 50 | 50 | 0 | 0 | 0 | 0 | 270 |  | kWh | 0.3564 | 0 | Residential |  | Annual | [5 empty] | 3 | 1 |  |  |  | 1 | 0 | 0 | 1 | 0 | 0 | 0 | 0 | 0 | 0 | 0 | 0 | 2006 Qtr 1: 0; 2006 Qtr 2: 0; 2006 Qtr 3: 0; 2006 Qtr 4: 0; 2007 Qtr 1: 0; 2007 Qtr 2: 0; 2007 Qtr 3: 0; 2007 Qtr 4: 0; 2008 Qtr 1: 0; 2008 Qtr 2: 0; 2008 Qtr 3: 0; 2008 Qtr 4: 1 | 1
0 | 267010-Duct Sealing (Total Leakage Reduced from 40% of AHU flow to 12%) Resid SF CZ10 Vint04 | 0 | 10 | Residential | 01-ALC-AllCommercial-Cooling | 0 |  |  |  |  | 106.6516 | 120 | 0 | 0 | 0 | -13.3484 | 181.333 |  | kWh | 0.24097 | 10.7341 | Residential |  | Winter Only | [5 empty] | 18 | 1 |  |  |  | 0 | 0 | 0 | 1 | 0 | 0 | 0 | 0 | 0 | 0 | 0 | 0 | 2006 Qtr 1: 0; 2006 Qtr 2: 0; 2006 Qtr 3: 0; 2006 Qtr 4: 0; 2007 Qtr 1: 0; 2007 Qtr 2: 0; 2007 Qtr 3: 0; 2007 Qtr 4: 0; 2008 Qtr 1: 0; 2008 Qtr 2: 0; 2008 Qtr 3: 0; 2008 Qtr 4: 1 | 1
0 | 267044-Commercial Condensor Coil Cleaning (all units - savings at 50% of DEER) Com All CZ07 VintAll | 0 | 7 | Commercial | 20-RFF-Restaurant–FastFood-Cooling | 0 |  |  |  |  | 10 | 10 | 0 | 0 | 0 | 0 | 60 |  | kWh | 0.047 | 0 | Commercial |  | Annual | [5 empty] | 3 | 1 |  |  |  | 1 | 0 | 0 | 5 | 0 | 0 | 0 | 0 | 0 | 0 | 0 | 0 | 2006 Qtr 1: 0; 2006 Qtr 2: 0; 2006 Qtr 3: 0; 2006 Qtr 4: 0; 2007 Qtr 1: 0; 2007 Qtr 2: 0; 2007 Qtr 3: 0; 2007 Qtr 4: 0; 2008 Qtr 1: 0; 2008 Qtr 2: 0; 2008 Qtr 3: 0; 2008 Qtr 4: 5 | 5
0 | 267029-Commercial HVAC Diagnostic/Tune-up Com All CZ07 VintAll | 0 | 7 | Commercial | 20-RFF-Restaurant–FastFood-Cooling | 0 |  |  |  |  | 67.6133 | 67.6133 | 0 | 0 | 0 | 0 | 35.68 |  | kWh | 0.04 | 0 | Commercial |  | Annual | [5 empty] | 10 | 1 |  |  |  | 1 | 0 | 0 | 3.35 | 0 | 0 | 0 | 0 | 0 | 0 | 0 | 0 | 2006 Qtr 1: 0; 2006 Qtr 2: 0; 2006 Qtr 3: 0; 2006 Qtr 4: 0; 2007 Qtr 1: 0; 2007 Qtr 2: 0; 2007 Qtr 3: 0; 2007 Qtr 4: 0; 2008 Qtr 1: 0; 2008 Qtr 2: 0; 2008 Qtr 3: 0; 2008 Qtr 4: 3.35 | 3.35
0 | 267044-Commercial Condensor Coil Cleaning (all units - savings at 50% of DEER) Com All CZ07 VintAll | 0 | 7 | Commercial | 20-RFF-Restaurant–FastFood-Cooling | 0 |  |  |  |  | 10 | 10 | 0 | 0 | 0 | 0 | 60 |  | kWh | 0.047 | 0 | Commercial |  | Annual | [5 empty] | 3 | 1 |  |  |  | 1 | 0 | 0 | 5 | 0 | 0 | 0 | 0 | 0 | 0 | 0 | 0 | 2006 Qtr 1: 0; 2006 Qtr 2: 0; 2006 Qtr 3: 0; 2006 Qtr 4: 0; 2007 Qtr 1: 0; 2007 Qtr 2: 0; 2007 Qtr 3: 0; 2007 Qtr 4: 0; 2008 Qtr 1: 0; 2008 Qtr 2: 0; 2008 Qtr 3: 0; 2008 Qtr 4: 5 | 5
0 | 267029-Commercial HVAC Diagnostic/Tune-up Com All CZ07 VintAll | 0 | 7 | Commercial | 20-RFF-Restaurant–FastFood-Cooling | 0 |  |  |  |  | 67.6133 | 67.6133 | 0 | 0 | 0 | 0 | 35.68 |  | kWh | 0.04 | 0 | Commercial |  | Annual | [5 empty] | 10 | 1 |  |  |  | 1 | 0 | 0 | 3.35 | 0 | 0 | 0 | 0 | 0 | 0 | 0 | 0 | 2006 Qtr 1: 0; 2006 Qtr 2: 0; 2006 Qtr 3: 0; 2006 Qtr 4: 0; 2007 Qtr 1: 0; 2007 Qtr 2: 0; 2007 Qtr 3: 0; 2007 Qtr 4: 0; 2008 Qtr 1: 0; 2008 Qtr 2: 0; 2008 Qtr 3: 0; 2008 Qtr 4: 3.35 | 3.35
0 | 267044-Commercial Condensor Coil Cleaning (all units - savings at 50% of DEER) Com All CZ07 VintAll | 0 | 7 | Commercial | 20-RFF-Restaurant–FastFood-Cooling | 0 |  |  |  |  | 10 | 10 | 0 | 0 | 0 | 0 | 60 |  | kWh | 0.047 | 0 | Commercial |  | Annual | [5 empty] | 3 | 1 |  |  |  | 1 | 0 | 0 | 5 | 0 | 0 | 0 | 0 | 0 | 0 | 0 | 0 | 2006 Qtr 1: 0; 2006 Qtr 2: 0; 2006 Qtr 3: 0; 2006 Qtr 4: 0; 2007 Qtr 1: 0; 2007 Qtr 2: 0; 2007 Qtr 3: 0; 2007 Qtr 4: 0; 2008 Qtr 1: 0; 2008 Qtr 2: 0; 2008 Qtr 3: 0; 2008 Qtr 4: 5 | 5
0 | 267029-Commercial HVAC Diagnostic/Tune-up Com All CZ07 VintAll | 0 | 7 | Commercial | 20-RFF-Restaurant–FastFood-Cooling | 0 |  |  |  |  | 67.6133 | 67.6133 | 0 | 0 | 0 | 0 | 35.68 |  | kWh | 0.04 | 0 | Commercial |  | Annual | [5 empty] | 10 | 1 |  |  |  | 1 | 0 | 0 | 3.35 | 0 | 0 | 0 | 0 | 0 | 0 | 0 | 0 | 2006 Qtr 1: 0; 2006 Qtr 2: 0; 2006 Qtr 3: 0; 2006 Qtr 4: 0; 2007 Qtr 1: 0; 2007 Qtr 2: 0; 2007 Qtr 3: 0; 2007 Qtr 4: 0; 2008 Qtr 1: 0; 2008 Qtr 2: 0; 2008 Qtr 3: 0; 2008 Qtr 4: 3.35 | 3.35
0 | 267044-Commercial Condensor Coil Cleaning (all units - savings at 50% of DEER) Com All CZ07 VintAll | 0 | 7 | Commercial | 20-RFF-Restaurant–FastFood-Cooling | 0 |  |  |  |  | 10 | 10 | 0 | 0 | 0 | 0 | 60 |  | kWh | 0.047 | 0 | Commercial |  | Annual | [5 empty] | 3 | 1 |  |  |  | 1 | 0 | 0 | 5 | 0 | 0 | 0 | 0 | 0 | 0 | 0 | 0 | 2006 Qtr 1: 0; 2006 Qtr 2: 0; 2006 Qtr 3: 0; 2006 Qtr 4: 0; 2007 Qtr 1: 0; 2007 Qtr 2: 0; 2007 Qtr 3: 0; 2007 Qtr 4: 0; 2008 Qtr 1: 0; 2008 Qtr 2: 0; 2008 Qtr 3: 0; 2008 Qtr 4: 5 | 5
0 | 267029-Commercial HVAC Diagnostic/Tune-up Com All CZ07 VintAll | 0 | 7 | Commercial | 20-RFF-Restaurant–FastFood-Cooling | 0 |  |  |  |  | 67.6133 | 67.6133 | 0 | 0 | 0 | 0 | 35.68 |  | kWh | 0.04 | 0 | Commercial |  | Annual | [5 empty] | 10 | 1 |  |  |  | 1 | 0 | 0 | 4.69 | 0 | 0 | 0 | 0 | 0 | 0 | 0 | 0 | 2006 Qtr 1: 0; 2006 Qtr 2: 0; 2006 Qtr 3: 0; 2006 Qtr 4: 0; 2007 Qtr 1: 0; 2007 Qtr 2: 0; 2007 Qtr 3: 0; 2007 Qtr 4: 0; 2008 Qtr 1: 0; 2008 Qtr 2: 0; 2008 Qtr 3: 0; 2008 Qtr 4: 4.69 | 4.69
0 | 267044-Commercial Condensor Coil Cleaning (all units - savings at 50% of DEER) Com All CZ07 VintAll | 0 | 7 | Commercial | 20-RFF-Restaurant–FastFood-Cooling | 0 |  |  |  |  | 10 | 10 | 0 | 0 | 0 | 0 | 60 |  | kWh | 0.047 | 0 | Commercial |  | Annual | [5 empty] | 3 | 1 |  |  |  | 1 | 0 | 0 | 7 | 0 | 0 | 0 | 0 | 0 | 0 | 0 | 0 | 2006 Qtr 1: 0; 2006 Qtr 2: 0; 2006 Qtr 3: 0; 2006 Qtr 4: 0; 2007 Qtr 1: 0; 2007 Qtr 2: 0; 2007 Qtr 3: 0; 2007 Qtr 4: 0; 2008 Qtr 1: 0; 2008 Qtr 2: 0; 2008 Qtr 3: 0; 2008 Qtr 4: 7 | 7
0 | 267029-Commercial HVAC Diagnostic/Tune-up Com All CZ07 VintAll | 0 | 7 | Commercial | 20-RFF-Restaurant–FastFood-Cooling | 0 |  |  |  |  | 67.6133 | 67.6133 | 0 | 0 | 0 | 0 | 35.68 |  | kWh | 0.04 | 0 | Commercial |  | Annual | [5 empty] | 10 | 1 |  |  |  | 1 | 0 | 0 | 3.35 | 0 | 0 | 0 | 0 | 0 | 0 | 0 | 0 | 2006 Qtr 1: 0; 2006 Qtr 2: 0; 2006 Qtr 3: 0; 2006 Qtr 4: 0; 2007 Qtr 1: 0; 2007 Qtr 2: 0; 2007 Qtr 3: 0; 2007 Qtr 4: 0; 2008 Qtr 1: 0; 2008 Qtr 2: 0; 2008 Qtr 3: 0; 2008 Qtr 4: 3.35 | 3.35
0 | 267044-Commercial Condensor Coil Cleaning (all units - savings at 50% of DEER) Com All CZ07 VintAll | 0 | 7 | Commercial | 20-RFF-Restaurant–FastFood-Cooling | 0 |  |  |  |  | 10 | 10 | 0 | 0 | 0 | 0 | 60 |  | kWh | 0.047 | 0 | Commercial |  | Annual | [5 empty] | 3 | 1 |  |  |  | 1 | 0 | 0 | 5 | 0 | 0 | 0 | 0 | 0 | 0 | 0 | 0 | 2006 Qtr 1: 0; 2006 Qtr 2: 0; 2006 Qtr 3: 0; 2006 Qtr 4: 0; 2007 Qtr 1: 0; 2007 Qtr 2: 0; 2007 Qtr 3: 0; 2007 Qtr 4: 0; 2008 Qtr 1: 0; 2008 Qtr 2: 0; 2008 Qtr 3: 0; 2008 Qtr 4: 5 | 5
0 | 267030-Commercial HVAC Diagnostic/Tune-up Com All CZ10 VintAll | 0 | 10 | Commercial | 20-RFF-Restaurant–FastFood-Cooling | 0 |  |  |  |  | 67.6133 | 67.6133 | 0 | 0 | 0 | 0 | 55.14 |  | kWh | 0.04 | 0 | Commercial |  | Annual | [5 empty] | 10 | 1 |  |  |  | 1 | 0 | 0 | 2.68 | 0 | 0 | 0 | 0 | 0 | 0 | 0 | 0 | 2006 Qtr 1: 0; 2006 Qtr 2: 0; 2006 Qtr 3: 0; 2006 Qtr 4: 0; 2007 Qtr 1: 0; 2007 Qtr 2: 0; 2007 Qtr 3: 0; 2007 Qtr 4: 0; 2008 Qtr 1: 0; 2008 Qtr 2: 0; 2008 Qtr 3: 0; 2008 Qtr 4: 2.68 | 2.68
0 | 267045-Commercial Condensor Coil Cleaning (all units - savings at 50% of DEER) Com All CZ10 VintAll | 0 | 10 | Commercial | 20-RFF-Restaurant–FastFood-Cooling | 0 |  |  |  |  | 10 | 10 | 0 | 0 | 0 | 0 | 74 |  | kWh | 0.0665 | 0 | Commercial |  | Annual | [5 empty] | 3 | 1 |  |  |  | 1 | 0 | 0 | 4 | 0 | 0 | 0 | 0 | 0 | 0 | 0 | 0 | 2006 Qtr 1: 0; 2006 Qtr 2: 0; 2006 Qtr 3: 0; 2006 Qtr 4: 0; 2007 Qtr 1: 0; 2007 Qtr 2: 0; 2007 Qtr 3: 0; 2007 Qtr 4: 0; 2008 Qtr 1: 0; 2008 Qtr 2: 0; 2008 Qtr 3: 0; 2008 Qtr 4: 4 | 4
0 | 267030-Commercial HVAC Diagnostic/Tune-up Com All CZ10 VintAll | 0 | 10 | Commercial | 20-RFF-Restaurant–FastFood-Cooling | 0 |  |  |  |  | 67.6133 | 67.6133 | 0 | 0 | 0 | 0 | 55.14 |  | kWh | 0.04 | 0 | Commercial |  | Annual | [5 empty] | 10 | 1 |  |  |  | 1 | 0 | 0 | 2.68 | 0 | 0 | 0 | 0 | 0 | 0 | 0 | 0 | 2006 Qtr 1: 0; 2006 Qtr 2: 0; 2006 Qtr 3: 0; 2006 Qtr 4: 0; 2007 Qtr 1: 0; 2007 Qtr 2: 0; 2007 Qtr 3: 0; 2007 Qtr 4: 0; 2008 Qtr 1: 0; 2008 Qtr 2: 0; 2008 Qtr 3: 0; 2008 Qtr 4: 2.68 | 2.68
0 | 267045-Commercial Condensor Coil Cleaning (all units - savings at 50% of DEER) Com All CZ10 VintAll | 0 | 10 | Commercial | 20-RFF-Restaurant–FastFood-Cooling | 0 |  |  |  |  | 10 | 10 | 0 | 0 | 0 | 0 | 74 |  | kWh | 0.0665 | 0 | Commercial |  | Annual | [5 empty] | 3 | 1 |  |  |  | 1 | 0 | 0 | 4 | 0 | 0 | 0 | 0 | 0 | 0 | 0 | 0 | 2006 Qtr 1: 0; 2006 Qtr 2: 0; 2006 Qtr 3: 0; 2006 Qtr 4: 0; 2007 Qtr 1: 0; 2007 Qtr 2: 0; 2007 Qtr 3: 0; 2007 Qtr 4: 0; 2008 Qtr 1: 0; 2008 Qtr 2: 0; 2008 Qtr 3: 0; 2008 Qtr 4: 4 | 4
0 | 267030-Commercial HVAC Diagnostic/Tune-up Com All CZ10 VintAll | 0 | 7 | Commercial | 20-RFF-Restaurant–FastFood-Cooling | 0 |  |  |  |  | 67.6133 | 67.6133 | 0 | 0 | 0 | 0 | 35.68 |  | kWh | 0.04 | 0 | Commercial |  | Annual | [5 empty] | 10 | 1 |  |  |  | 1 | 0 | 0 | 2.68 | 0 | 0 | 0 | 0 | 0 | 0 | 0 | 0 | 2006 Qtr 1: 0; 2006 Qtr 2: 0; 2006 Qtr 3: 0; 2006 Qtr 4: 0; 2007 Qtr 1: 0; 2007 Qtr 2: 0; 2007 Qtr 3: 0; 2007 Qtr 4: 0; 2008 Qtr 1: 0; 2008 Qtr 2: 0; 2008 Qtr 3: 0; 2008 Qtr 4: 2.68 | 2.68
0 | 267045-Commercial Condensor Coil Cleaning (all units - savings at 50% of DEER) Com All CZ10 VintAll | 0 | 7 | Commercial | 20-RFF-Restaurant–FastFood-Cooling | 0 |  |  |  |  | 10 | 10 | 0 | 0 | 0 | 0 | 74 |  | kWh | 0.0665 | 0 | Commercial |  | Annual | [5 empty] | 3 | 1 |  |  |  | 1 | 0 | 0 | 4 | 0 | 0 | 0 | 0 | 0 | 0 | 0 | 0 | 2006 Qtr 1: 0; 2006 Qtr 2: 0; 2006 Qtr 3: 0; 2006 Qtr 4: 0; 2007 Qtr 1: 0; 2007 Qtr 2: 0; 2007 Qtr 3: 0; 2007 Qtr 4: 0; 2008 Qtr 1: 0; 2008 Qtr 2: 0; 2008 Qtr 3: 0; 2008 Qtr 4: 4 | 4
0 | 267030-Commercial HVAC Diagnostic/Tune-up Com All CZ10 VintAll | 0 | 7 | Commercial | 20-RFF-Restaurant–FastFood-Cooling | 0 |  |  |  |  | 67.6133 | 72.4428 | 0 | 0 | 0 | -4.8295 | 35.68 |  | kWh | 0.04 | 0 | Commercial |  | Annual | [5 empty] | 10 | 1 |  |  |  | 1 | 0 | 0 | 4.69 | 0 | 0 | 0 | 0 | 0 | 0 | 0 | 0 | 2006 Qtr 1: 0; 2006 Qtr 2: 0; 2006 Qtr 3: 0; 2006 Qtr 4: 0; 2007 Qtr 1: 0; 2007 Qtr 2: 0; 2007 Qtr 3: 0; 2007 Qtr 4: 0; 2008 Qtr 1: 0; 2008 Qtr 2: 0; 2008 Qtr 3: 0; 2008 Qtr 4: 4.69 | 4.69
0 | 267045-Commercial Condensor Coil Cleaning (all units - savings at 50% of DEER) Com All CZ10 VintAll | 0 | 7 | Commercial | 20-RFF-Restaurant–FastFood-Cooling | 0 |  |  |  |  | 10 | 10.7143 | 0 | 0 | 0 | -0.71429 | 74 |  | kWh | 0.0665 | 0 | Commercial |  | Annual | [5 empty] | 3 | 1 |  |  |  | 1 | 0 | 0 | 7 | 0 | 0 | 0 | 0 | 0 | 0 | 0 | 0 | 2006 Qtr 1: 0; 2006 Qtr 2: 0; 2006 Qtr 3: 0; 2006 Qtr 4: 0; 2007 Qtr 1: 0; 2007 Qtr 2: 0; 2007 Qtr 3: 0; 2007 Qtr 4: 0; 2008 Qtr 1: 0; 2008 Qtr 2: 0; 2008 Qtr 3: 0; 2008 Qtr 4: 7 | 7
0 | 267045-Commercial Condensor Coil Cleaning (all units - savings at 50% of DEER) Com All CZ10 VintAll | 0 | 10 | Commercial | 20-RFF-Restaurant–FastFood-Cooling | 0 |  |  |  |  | 10 | 10 | 0 | 0 | 0 | 0 | 74 |  | kWh | 0.0665 | 0 | Commercial |  | Annual | [5 empty] | 3 | 1 |  |  |  | 1 | 0 | 0 | 4 | 0 | 0 | 0 | 0 | 0 | 0 | 0 | 0 | 2006 Qtr 1: 0; 2006 Qtr 2: 0; 2006 Qtr 3: 0; 2006 Qtr 4: 0; 2007 Qtr 1: 0; 2007 Qtr 2: 0; 2007 Qtr 3: 0; 2007 Qtr 4: 0; 2008 Qtr 1: 0; 2008 Qtr 2: 0; 2008 Qtr 3: 0; 2008 Qtr 4: 4 | 4
0 | 267030-Commercial HVAC Diagnostic/Tune-up Com All CZ10 VintAll | 0 | 10 | Commercial | 20-RFF-Restaurant–FastFood-Cooling | 0 |  |  |  |  | 67.6133 | 67.6133 | 0 | 0 | 0 | 0 | 55.14 |  | kWh | 0.04 | 0 | Commercial |  | Annual | [5 empty] | 10 | 1 |  |  |  | 1 | 0 | 0 | 2.68 | 0 | 0 | 0 | 0 | 0 | 0 | 0 | 0 | 2006 Qtr 1: 0; 2006 Qtr 2: 0; 2006 Qtr 3: 0; 2006 Qtr 4: 0; 2007 Qtr 1: 0; 2007 Qtr 2: 0; 2007 Qtr 3: 0; 2007 Qtr 4: 0; 2008 Qtr 1: 0; 2008 Qtr 2: 0; 2008 Qtr 3: 0; 2008 Qtr 4: 2.68 | 2.68
0 | 267045-Commercial Condensor Coil Cleaning (all units - savings at 50% of DEER) Com All CZ10 VintAll | 0 | 10 | Commercial | 20-RFF-Restaurant–FastFood-Cooling | 0 |  |  |  |  | 10 | 10 | 0 | 0 | 0 | 0 | 74 |  | kWh | 0.0665 | 0 | Commercial |  | Annual | [5 empty] | 3 | 1 |  |  |  | 1 | 0 | 0 | 4 | 0 | 0 | 0 | 0 | 0 | 0 | 0 | 0 | 2006 Qtr 1: 0; 2006 Qtr 2: 0; 2006 Qtr 3: 0; 2006 Qtr 4: 0; 2007 Qtr 1: 0; 2007 Qtr 2: 0; 2007 Qtr 3: 0; 2007 Qtr 4: 0; 2008 Qtr 1: 0; 2008 Qtr 2: 0; 2008 Qtr 3: 0; 2008 Qtr 4: 4 | 4
0 | 267033-High Refrigerant Charge Adjustment (>= ±20% rated charge) Resid MF CZ10 Vint04 | 0 | 10 | Residential | 01-ALC-AllCommercial-Cooling | 0 |  |  |  |  | 99 | 79.1045 | 0 | 0 | 0 | 19.8955 | 55.14 |  | kWh | 0.04 | 0 | Residential |  | Winter Only | [5 empty] | 10 | 1 |  |  |  | 1 | 0 | 0 | 1.34 | 0 | 0 | 0 | 0 | 0 | 0 | 0 | 0 | 2006 Qtr 1: 0; 2006 Qtr 2: 0; 2006 Qtr 3: 0; 2006 Qtr 4: 0; 2007 Qtr 1: 0; 2007 Qtr 2: 0; 2007 Qtr 3: 0; 2007 Qtr 4: 0; 2008 Qtr 1: 0; 2008 Qtr 2: 0; 2008 Qtr 3: 1.34; 2008 Qtr 4: 0 | 1.34
0 | 267042-Residential Condensor Coil Cleaning Resid MF CZ10 VintAll | 0 | 10 | Residential | 01-ALC-AllCommercial-Cooling | 0 |  |  |  |  | 50 | 50 | 0 | 0 | 0 | 0 | 180 |  | kWh | 0.2376 | 0 | Residential |  | Annual | [5 empty] | 3 | 1 |  |  |  | 1 | 0 | 0 | 1 | 0 | 0 | 0 | 0 | 0 | 0 | 0 | 0 | 2006 Qtr 1: 0; 2006 Qtr 2: 0; 2006 Qtr 3: 0; 2006 Qtr 4: 0; 2007 Qtr 1: 0; 2007 Qtr 2: 0; 2007 Qtr 3: 0; 2007 Qtr 4: 0; 2008 Qtr 1: 0; 2008 Qtr 2: 0; 2008 Qtr 3: 1; 2008 Qtr 4: 0 | 1
0 | 267033-High Refrigerant Charge Adjustment (>= ±20% rated charge) Resid MF CZ10 Vint04 | 0 | 10 | Residential | 01-ALC-AllCommercial-Cooling | 0 |  |  |  |  | 99 | 118.6567 | 0 | 0 | 0 | -19.6567 | 55.14 |  | kWh | 0.04 | 0 | Residential |  | Winter Only | [5 empty] | 10 | 1 |  |  |  | 1 | 0 | 0 | 0.67 | 0 | 0 | 0 | 0 | 0 | 0 | 0 | 0 | 2006 Qtr 1: 0; 2006 Qtr 2: 0; 2006 Qtr 3: 0; 2006 Qtr 4: 0; 2007 Qtr 1: 0; 2007 Qtr 2: 0; 2007 Qtr 3: 0; 2007 Qtr 4: 0; 2008 Qtr 1: 0; 2008 Qtr 2: 0; 2008 Qtr 3: 0.67; 2008 Qtr 4: 0 | 0.67
0 | 267042-Residential Condensor Coil Cleaning Resid MF CZ10 VintAll | 0 | 10 | Residential | 01-ALC-AllCommercial-Cooling | 0 |  |  |  |  | 50 | 50 | 0 | 0 | 0 | 0 | 180 |  | kWh | 0.2376 | 0 | Residential |  | Annual | [5 empty] | 3 | 1 |  |  |  | 1 | 0 | 0 | 1 | 0 | 0 | 0 | 0 | 0 | 0 | 0 | 0 | 2006 Qtr 1: 0; 2006 Qtr 2: 0; 2006 Qtr 3: 0; 2006 Qtr 4: 0; 2007 Qtr 1: 0; 2007 Qtr 2: 0; 2007 Qtr 3: 0; 2007 Qtr 4: 0; 2008 Qtr 1: 0; 2008 Qtr 2: 0; 2008 Qtr 3: 1; 2008 Qtr 4: 0 | 1
0 | 267033-High Refrigerant Charge Adjustment (>= ±20% rated charge) Resid MF CZ10 Vint04 | 0 | 10 | Residential | 01-ALC-AllCommercial-Cooling | 0 |  |  |  |  | 99 | 118.6567 | 0 | 0 | 0 | -19.6567 | 55.14 |  | kWh | 0.04 | 0 | Residential |  | Winter Only | [5 empty] | 10 | 1 |  |  |  | 1 | 0 | 0 | 0.67 | 0 | 0 | 0 | 0 | 0 | 0 | 0 | 0 | 2006 Qtr 1: 0; 2006 Qtr 2: 0; 2006 Qtr 3: 0; 2006 Qtr 4: 0; 2007 Qtr 1: 0; 2007 Qtr 2: 0; 2007 Qtr 3: 0; 2007 Qtr 4: 0; 2008 Qtr 1: 0; 2008 Qtr 2: 0; 2008 Qtr 3: 0.67; 2008 Qtr 4: 0 | 0.67
0 | 267042-Residential Condensor Coil Cleaning Resid MF CZ10 VintAll | 0 | 10 | Residential | 01-ALC-AllCommercial-Cooling | 0 |  |  |  |  | 50 | 50 | 0 | 0 | 0 | 0 | 180 |  | kWh | 0.2376 | 0 | Residential |  | Annual | [5 empty] | 3 | 1 |  |  |  | 1 | 0 | 0 | 1 | 0 | 0 | 0 | 0 | 0 | 0 | 0 | 0 | 2006 Qtr 1: 0; 2006 Qtr 2: 0; 2006 Qtr 3: 0; 2006 Qtr 4: 0; 2007 Qtr 1: 0; 2007 Qtr 2: 0; 2007 Qtr 3: 0; 2007 Qtr 4: 0; 2008 Qtr 1: 0; 2008 Qtr 2: 0; 2008 Qtr 3: 1; 2008 Qtr 4: 0 | 1
0 | 267033-High Refrigerant Charge Adjustment (>= ±20% rated charge) Resid MF CZ10 Vint04 | 0 | 10 | Residential | 01-ALC-AllCommercial-Cooling | 0 |  |  |  |  | 99 | 118.6567 | 0 | 0 | 0 | -19.6567 | 55.14 |  | kWh | 0.04 | 0 | Residential |  | Winter Only | [5 empty] | 10 | 1 |  |  |  | 1 | 0 | 0 | 0.67 | 0 | 0 | 0 | 0 | 0 | 0 | 0 | 0 | 2006 Qtr 1: 0; 2006 Qtr 2: 0; 2006 Qtr 3: 0; 2006 Qtr 4: 0; 2007 Qtr 1: 0; 2007 Qtr 2: 0; 2007 Qtr 3: 0; 2007 Qtr 4: 0; 2008 Qtr 1: 0; 2008 Qtr 2: 0; 2008 Qtr 3: 0.67; 2008 Qtr 4: 0 | 0.67
0 | 267042-Residential Condensor Coil Cleaning Resid MF CZ10 VintAll | 0 | 10 | Residential | 01-ALC-AllCommercial-Cooling | 0 |  |  |  |  | 50 | 50 | 0 | 0 | 0 | 0 | 180 |  | kWh | 0.2376 | 0 | Residential |  | Annual | [5 empty] | 3 | 1 |  |  |  | 1 | 0 | 0 | 1 | 0 | 0 | 0 | 0 | 0 | 0 | 0 | 0 | 2006 Qtr 1: 0; 2006 Qtr 2: 0; 2006 Qtr 3: 0; 2006 Qtr 4: 0; 2007 Qtr 1: 0; 2007 Qtr 2: 0; 2007 Qtr 3: 0; 2007 Qtr 4: 0; 2008 Qtr 1: 0; 2008 Qtr 2: 0; 2008 Qtr 3: 1; 2008 Qtr 4: 0 | 1
0 | 267042-Residential Condensor Coil Cleaning Resid MF CZ10 VintAll | 0 | 10 | Residential | 01-ALC-AllCommercial-Cooling | 0 |  |  |  |  | 50 | 50 | 0 | 0 | 0 | 0 | 180 |  | kWh | 0.2376 | 0 | Residential |  | Annual | [5 empty] | 3 | 1 |  |  |  | 1 | 0 | 0 | 1 | 0 | 0 | 0 | 0 | 0 | 0 | 0 | 0 | 2006 Qtr 1: 0; 2006 Qtr 2: 0; 2006 Qtr 3: 0; 2006 Qtr 4: 0; 2007 Qtr 1: 0; 2007 Qtr 2: 0; 2007 Qtr 3: 0; 2007 Qtr 4: 0; 2008 Qtr 1: 0; 2008 Qtr 2: 0; 2008 Qtr 3: 1; 2008 Qtr 4: 0 | 1
0 | 267029-Commercial HVAC Diagnostic/Tune-up Com All CZ07 VintAll | 0 | 7 | Commercial | 17-OFL-Office–Large-Cooling | 0 |  |  |  |  | 67.6133 | 67.6133 | 0 | 0 | 0 | 0 | 35.68 |  | kWh | 0.04 | 0 | Commercial |  | Annual | [5 empty] | 10 | 1 |  |  |  | 1 | 0 | 0 | 6.7 | 0 | 0 | 0 | 0 | 0 | 0 | 0 | 0 | 2006 Qtr 1: 0; 2006 Qtr 2: 0; 2006 Qtr 3: 0; 2006 Qtr 4: 0; 2007 Qtr 1: 0; 2007 Qtr 2: 0; 2007 Qtr 3: 0; 2007 Qtr 4: 0; 2008 Qtr 1: 0; 2008 Qtr 2: 0; 2008 Qtr 3: 6.7; 2008 Qtr 4: 0 | 6.7
0 | 267044-Commercial Condensor Coil Cleaning (all units - savings at 50% of DEER) Com All CZ07 VintAll | 0 | 7 | Commercial | 17-OFL-Office–Large-Cooling | 0 |  |  |  |  | 10 | 10 | 0 | 0 | 0 | 0 | 60 |  | kWh | 0.047 | 0 | Commercial |  | Annual | [5 empty] | 3 | 1 |  |  |  | 1 | 0 | 0 | 10 | 0 | 0 | 0 | 0 | 0 | 0 | 0 | 0 | 2006 Qtr 1: 0; 2006 Qtr 2: 0; 2006 Qtr 3: 0; 2006 Qtr 4: 0; 2007 Qtr 1: 0; 2007 Qtr 2: 0; 2007 Qtr 3: 0; 2007 Qtr 4: 0; 2008 Qtr 1: 0; 2008 Qtr 2: 0; 2008 Qtr 3: 10; 2008 Qtr 4: 0 | 10
0 | 267029-Commercial HVAC Diagnostic/Tune-up Com All CZ07 VintAll | 0 | 7 | Commercial | 17-OFL-Office–Large-Cooling | 0 |  |  |  |  | 67.6133 | 67.6133 | 0 | 0 | 0 | 0 | 35.68 |  | kWh | 0.04 | 0 | Commercial |  | Annual | [5 empty] | 10 | 1 |  |  |  | 1 | 0 | 0 | 6.7 | 0 | 0 | 0 | 0 | 0 | 0 | 0 | 0 | 2006 Qtr 1: 0; 2006 Qtr 2: 0; 2006 Qtr 3: 0; 2006 Qtr 4: 0; 2007 Qtr 1: 0; 2007 Qtr 2: 0; 2007 Qtr 3: 0; 2007 Qtr 4: 0; 2008 Qtr 1: 0; 2008 Qtr 2: 0; 2008 Qtr 3: 6.7; 2008 Qtr 4: 0 | 6.7
0 | 267044-Commercial Condensor Coil Cleaning (all units - savings at 50% of DEER) Com All CZ07 VintAll | 0 | 7 | Commercial | 17-OFL-Office–Large-Cooling | 0 |  |  |  |  | 10 | 10 | 0 | 0 | 0 | 0 | 60 |  | kWh | 0.047 | 0 | Commercial |  | Annual | [5 empty] | 3 | 1 |  |  |  | 1 | 0 | 0 | 10 | 0 | 0 | 0 | 0 | 0 | 0 | 0 | 0 | 2006 Qtr 1: 0; 2006 Qtr 2: 0; 2006 Qtr 3: 0; 2006 Qtr 4: 0; 2007 Qtr 1: 0; 2007 Qtr 2: 0; 2007 Qtr 3: 0; 2007 Qtr 4: 0; 2008 Qtr 1: 0; 2008 Qtr 2: 0; 2008 Qtr 3: 10; 2008 Qtr 4: 0 | 10
0 | 267029-Commercial HVAC Diagnostic/Tune-up Com All CZ07 VintAll | 0 | 7 | Commercial | 17-OFL-Office–Large-Cooling | 0 |  |  |  |  | 67.6133 | 67.6133 | 0 | 0 | 0 | 0 | 35.68 |  | kWh | 0.04 | 0 | Commercial |  | Annual | [5 empty] | 10 | 1 |  |  |  | 1 | 0 | 0 | 10.05 | 0 | 0 | 0 | 0 | 0 | 0 | 0 | 0 | 2006 Qtr 1: 0; 2006 Qtr 2: 0; 2006 Qtr 3: 0; 2006 Qtr 4: 0; 2007 Qtr 1: 0; 2007 Qtr 2: 0; 2007 Qtr 3: 0; 2007 Qtr 4: 0; 2008 Qtr 1: 0; 2008 Qtr 2: 0; 2008 Qtr 3: 10.05; 2008 Qtr 4: 0 | 10.05
0 | 267044-Commercial Condensor Coil Cleaning (all units - savings at 50% of DEER) Com All CZ07 VintAll | 0 | 7 | Commercial | 17-OFL-Office–Large-Cooling | 0 |  |  |  |  | 10 | 10 | 0 | 0 | 0 | 0 | 60 |  | kWh | 0.047 | 0 | Commercial |  | Annual | [5 empty] | 3 | 1 |  |  |  | 1 | 0 | 0 | 15 | 0 | 0 | 0 | 0 | 0 | 0 | 0 | 0 | 2006 Qtr 1: 0; 2006 Qtr 2: 0; 2006 Qtr 3: 0; 2006 Qtr 4: 0; 2007 Qtr 1: 0; 2007 Qtr 2: 0; 2007 Qtr 3: 0; 2007 Qtr 4: 0; 2008 Qtr 1: 0; 2008 Qtr 2: 0; 2008 Qtr 3: 15; 2008 Qtr 4: 0 | 15
0 | 267029-Commercial HVAC Diagnostic/Tune-up Com All CZ07 VintAll | 0 | 7 | Commercial | 17-OFL-Office–Large-Cooling | 0 |  |  |  |  | 67.6133 | 67.6133 | 0 | 0 | 0 | 0 | 35.68 |  | kWh | 0.04 | 0 | Commercial |  | Annual | [5 empty] | 10 | 1 |  |  |  | 1 | 0 | 0 | 10.05 | 0 | 0 | 0 | 0 | 0 | 0 | 0 | 0 | 2006 Qtr 1: 0; 2006 Qtr 2: 0; 2006 Qtr 3: 0; 2006 Qtr 4: 0; 2007 Qtr 1: 0; 2007 Qtr 2: 0; 2007 Qtr 3: 0; 2007 Qtr 4: 0; 2008 Qtr 1: 0; 2008 Qtr 2: 0; 2008 Qtr 3: 10.05; 2008 Qtr 4: 0 | 10.05
0 | 267044-Commercial Condensor Coil Cleaning (all units - savings at 50% of DEER) Com All CZ07 VintAll | 0 | 7 | Commercial | 17-OFL-Office–Large-Cooling | 0 |  |  |  |  | 10 | 10 | 0 | 0 | 0 | 0 | 60 |  | kWh | 0.047 | 0 | Commercial |  | Annual | [5 empty] | 3 | 1 |  |  |  | 1 | 0 | 0 | 15 | 0 | 0 | 0 | 0 | 0 | 0 | 0 | 0 | 2006 Qtr 1: 0; 2006 Qtr 2: 0; 2006 Qtr 3: 0; 2006 Qtr 4: 0; 2007 Qtr 1: 0; 2007 Qtr 2: 0; 2007 Qtr 3: 0; 2007 Qtr 4: 0; 2008 Qtr 1: 0; 2008 Qtr 2: 0; 2008 Qtr 3: 15; 2008 Qtr 4: 0 | 15
0 | 267033-High Refrigerant Charge Adjustment (>= ±20% rated charge) Resid MF CZ10 Vint04 | 0 | 10 | Residential | 01-ALC-AllCommercial-Cooling | 0 |  |  |  |  | 99 | 79.1045 | 0 | 0 | 0 | 19.8955 | 55.14 |  | kWh | 0.04 | 0 | Residential |  | Winter Only | [5 empty] | 10 | 1 |  |  |  | 1 | 0 | 0 | 1.34 | 0 | 0 | 0 | 0 | 0 | 0 | 0 | 0 | 2006 Qtr 1: 0; 2006 Qtr 2: 0; 2006 Qtr 3: 0; 2006 Qtr 4: 0; 2007 Qtr 1: 0; 2007 Qtr 2: 0; 2007 Qtr 3: 0; 2007 Qtr 4: 0; 2008 Qtr 1: 0; 2008 Qtr 2: 0; 2008 Qtr 3: 1.34; 2008 Qtr 4: 0 | 1.34
0 | 267042-Residential Condensor Coil Cleaning Resid MF CZ10 VintAll | 0 | 10 | Residential | 01-ALC-AllCommercial-Cooling | 0 |  |  |  |  | 50 | 50 | 0 | 0 | 0 | 0 | 180 |  | kWh | 0.2376 | 0 | Residential |  | Annual | [5 empty] | 3 | 1 |  |  |  | 1 | 0 | 0 | 1 | 0 | 0 | 0 | 0 | 0 | 0 | 0 | 0 | 2006 Qtr 1: 0; 2006 Qtr 2: 0; 2006 Qtr 3: 0; 2006 Qtr 4: 0; 2007 Qtr 1: 0; 2007 Qtr 2: 0; 2007 Qtr 3: 0; 2007 Qtr 4: 0; 2008 Qtr 1: 0; 2008 Qtr 2: 0; 2008 Qtr 3: 1; 2008 Qtr 4: 0 | 1
0 | 267033-High Refrigerant Charge Adjustment (>= ±20% rated charge) Resid MF CZ10 Vint04 | 0 | 10 | Residential | 01-ALC-AllCommercial-Cooling | 0 |  |  |  |  | 99 | 79.1045 | 0 | 0 | 0 | 19.8955 | 55.14 |  | kWh | 0.04 | 0 | Residential |  | Winter Only | [5 empty] | 10 | 1 |  |  |  | 1 | 0 | 0 | 1.34 | 0 | 0 | 0 | 0 | 0 | 0 | 0 | 0 | 2006 Qtr 1: 0; 2006 Qtr 2: 0; 2006 Qtr 3: 0; 2006 Qtr 4: 0; 2007 Qtr 1: 0; 2007 Qtr 2: 0; 2007 Qtr 3: 0; 2007 Qtr 4: 0; 2008 Qtr 1: 0; 2008 Qtr 2: 0; 2008 Qtr 3: 1.34; 2008 Qtr 4: 0 | 1.34
0 | 267042-Residential Condensor Coil Cleaning Resid MF CZ10 VintAll | 0 | 10 | Residential | 01-ALC-AllCommercial-Cooling | 0 |  |  |  |  | 50 | 50 | 0 | 0 | 0 | 0 | 180 |  | kWh | 0.2376 | 0 | Residential |  | Annual | [5 empty] | 3 | 1 |  |  |  | 1 | 0 | 0 | 1 | 0 | 0 | 0 | 0 | 0 | 0 | 0 | 0 | 2006 Qtr 1: 0; 2006 Qtr 2: 0; 2006 Qtr 3: 0; 2006 Qtr 4: 0; 2007 Qtr 1: 0; 2007 Qtr 2: 0; 2007 Qtr 3: 0; 2007 Qtr 4: 0; 2008 Qtr 1: 0; 2008 Qtr 2: 0; 2008 Qtr 3: 1; 2008 Qtr 4: 0 | 1
0 | 267002-High Refrigerant Charge Adjustment (>= ±20% rated charge) Resid SF CZ10 Vint04 | 0 | 10 | Residential | 01-ALC-AllCommercial-Cooling | 0 |  |  |  |  | 97.0149 | 79.1045 | 0 | 0 | 0 | 17.9104 | 55.14 |  | kWh | 0.04 | 0 | Residential |  | Winter Only | [5 empty] | 10 | 1 |  |  |  | 1 | 0 | 0 | 2.68 | 0 | 0 | 0 | 0 | 0 | 0 | 0 | 0 | 2006 Qtr 1: 0; 2006 Qtr 2: 0; 2006 Qtr 3: 0; 2006 Qtr 4: 0; 2007 Qtr 1: 0; 2007 Qtr 2: 0; 2007 Qtr 3: 0; 2007 Qtr 4: 0; 2008 Qtr 1: 0; 2008 Qtr 2: 0; 2008 Qtr 3: 2.68; 2008 Qtr 4: 0 | 2.68
0 | 267040-Residential Condensor Coil Cleaning Resid SF CZ10 VintAll | 0 | 10 | Residential | 01-ALC-AllCommercial-Cooling | 0 |  |  |  |  | 50 | 50 | 0 | 0 | 0 | 0 | 270 |  | kWh | 0.3564 | 0 | Residential |  | Annual | [5 empty] | 3 | 1 |  |  |  | 1 | 0 | 0 | 1 | 0 | 0 | 0 | 0 | 0 | 0 | 0 | 0 | 2006 Qtr 1: 0; 2006 Qtr 2: 0; 2006 Qtr 3: 0; 2006 Qtr 4: 0; 2007 Qtr 1: 0; 2007 Qtr 2: 0; 2007 Qtr 3: 0; 2007 Qtr 4: 0; 2008 Qtr 1: 0; 2008 Qtr 2: 0; 2008 Qtr 3: 1; 2008 Qtr 4: 0 | 1
0 | 267001-High Refrigerant Charge Adjustment (>= ±20% rated charge) Resid SFCZ10 Vint03 | 0 | 10 | Residential | 01-ALC-AllCommercial-Cooling | 0 |  |  |  |  | 97.0149 | 79.1045 | 0 | 0 | 0 | 17.9104 | 55.14 |  | kWh | 0.04 | 0 | Residential |  | Winter Only | [5 empty] | 10 | 1 |  |  |  | 1 | 0 | 0 | 2.01 | 0 | 0 | 0 | 0 | 0 | 0 | 0 | 0 | 2006 Qtr 1: 0; 2006 Qtr 2: 0; 2006 Qtr 3: 0; 2006 Qtr 4: 0; 2007 Qtr 1: 0; 2007 Qtr 2: 0; 2007 Qtr 3: 0; 2007 Qtr 4: 0; 2008 Qtr 1: 0; 2008 Qtr 2: 0; 2008 Qtr 3: 2.01; 2008 Qtr 4: 0 | 2.01
0 | 267040-Residential Condensor Coil Cleaning Resid SF CZ10 VintAll | 0 | 10 | Residential | 01-ALC-AllCommercial-Cooling | 0 |  |  |  |  | 50 | 50 | 0 | 0 | 0 | 0 | 270 |  | kWh | 0.3564 | 0 | Residential |  | Annual | [5 empty] | 3 | 1 |  |  |  | 1 | 0 | 0 | 1 | 0 | 0 | 0 | 0 | 0 | 0 | 0 | 0 | 2006 Qtr 1: 0; 2006 Qtr 2: 0; 2006 Qtr 3: 0; 2006 Qtr 4: 0; 2007 Qtr 1: 0; 2007 Qtr 2: 0; 2007 Qtr 3: 0; 2007 Qtr 4: 0; 2008 Qtr 1: 0; 2008 Qtr 2: 0; 2008 Qtr 3: 1; 2008 Qtr 4: 0 | 1
0 | 267002-High Refrigerant Charge Adjustment (>= ±20% rated charge) Resid SF CZ10 Vint04 | 0 | 10 | Residential | 01-ALC-AllCommercial-Cooling | 0 |  |  |  |  | 97.0149 | 79.1045 | 0 | 0 | 0 | 17.9104 | 55.14 |  | kWh | 0.04 | 0 | Residential |  | Winter Only | [5 empty] | 10 | 1 |  |  |  | 1 | 0 | 0 | 1.34 | 0 | 0 | 0 | 0 | 0 | 0 | 0 | 0 | 2006 Qtr 1: 0; 2006 Qtr 2: 0; 2006 Qtr 3: 0; 2006 Qtr 4: 0; 2007 Qtr 1: 0; 2007 Qtr 2: 0; 2007 Qtr 3: 0; 2007 Qtr 4: 0; 2008 Qtr 1: 0; 2008 Qtr 2: 0; 2008 Qtr 3: 1.34; 2008 Qtr 4: 0 | 1.34
0 | 267040-Residential Condensor Coil Cleaning Resid SF CZ10 VintAll | 0 | 10 | Residential | 01-ALC-AllCommercial-Cooling | 0 |  |  |  |  | 50 | 50 | 0 | 0 | 0 | 0 | 270 |  | kWh | 0.3564 | 0 | Residential |  | Annual | [5 empty] | 3 | 1 |  |  |  | 1 | 0 | 0 | 1 | 0 | 0 | 0 | 0 | 0 | 0 | 0 | 0 | 2006 Qtr 1: 0; 2006 Qtr 2: 0; 2006 Qtr 3: 0; 2006 Qtr 4: 0; 2007 Qtr 1: 0; 2007 Qtr 2: 0; 2007 Qtr 3: 0; 2007 Qtr 4: 0; 2008 Qtr 1: 0; 2008 Qtr 2: 0; 2008 Qtr 3: 1; 2008 Qtr 4: 0 | 1
0 | 267010-Duct Sealing (Total Leakage Reduced from 40% of AHU flow to 12%) Resid SF CZ10 Vint04 | 0 | 10 | Residential | 01-ALC-AllCommercial-Cooling | 0 |  |  |  |  | 106.6516 | 190 | 0 | 0 | 0 | -83.3484 | 181.333 |  | kWh | 0.24097 | 10.7341 | Residential |  | Winter Only | [5 empty] | 18 | 1 |  |  |  | 0 | 0 | 0 | 1 | 0 | 0 | 0 | 0 | 0 | 0 | 0 | 0 | 2006 Qtr 1: 0; 2006 Qtr 2: 0; 2006 Qtr 3: 0; 2006 Qtr 4: 0; 2007 Qtr 1: 0; 2007 Qtr 2: 0; 2007 Qtr 3: 0; 2007 Qtr 4: 0; 2008 Qtr 1: 0; 2008 Qtr 2: 0; 2008 Qtr 3: 1; 2008 Qtr 4: 0 | 1
0 | 267010-Duct Sealing (Total Leakage Reduced from 40% of AHU flow to 12%) Resid SF CZ10 Vint04 | 0 | 10 | Residential | 01-ALC-AllCommercial-Cooling | 0 |  |  |  |  | 106.6516 | 180 | 0 | 0 | 0 | -73.3484 | 181.333 |  | kWh | 0.24097 | 10.7341 | Residential |  | Winter Only | [5 empty] | 18 | 1 |  |  |  | 0 | 0 | 0 | 1 | 0 | 0 | 0 | 0 | 0 | 0 | 0 | 0 | 2006 Qtr 1: 0; 2006 Qtr 2: 0; 2006 Qtr 3: 0; 2006 Qtr 4: 0; 2007 Qtr 1: 0; 2007 Qtr 2: 0; 2007 Qtr 3: 0; 2007 Qtr 4: 0; 2008 Qtr 1: 0; 2008 Qtr 2: 0; 2008 Qtr 3: 1; 2008 Qtr 4: 0 | 1
0 | 267009-Duct Sealing (Total Leakage Reduced from 40% of AHU flow to 12%) Resid SF CZ10 Vint03 | 0 | 10 | Residential | 01-ALC-AllCommercial-Cooling | 0 |  |  |  |  | 106.8757 | 173.7 | 0 | 0 | 0 | -66.8243 | 234.764 |  | kWh | 0.17708 | 21.4199 | Residential |  | Winter Only | [5 empty] | 18 | 1 |  |  |  | 0.5 | 0 | 0 | 1 | 0 | 0 | 0 | 0 | 0 | 0 | 0 | 0 | 2006 Qtr 1: 0; 2006 Qtr 2: 0; 2006 Qtr 3: 0; 2006 Qtr 4: 0; 2007 Qtr 1: 0; 2007 Qtr 2: 0; 2007 Qtr 3: 0; 2007 Qtr 4: 0; 2008 Qtr 1: 0; 2008 Qtr 2: 0; 2008 Qtr 3: 1; 2008 Qtr 4: 0 | 1
0 | 267009-Duct Sealing (Total Leakage Reduced from 40% of AHU flow to 12%) Resid SF CZ10 Vint03 | 0 | 10 | Residential | 01-ALC-AllCommercial-Cooling | 0 |  |  |  |  | 106.8757 | 190 | 0 | 0 | 0 | -83.1243 | 234.764 |  | kWh | 0.17708 | 21.4199 | Residential |  | Winter Only | [5 empty] | 18 | 1 |  |  |  | 0.5 | 0 | 0 | 1 | 0 | 0 | 0 | 0 | 0 | 0 | 0 | 0 | 2006 Qtr 1: 0; 2006 Qtr 2: 0; 2006 Qtr 3: 0; 2006 Qtr 4: 0; 2007 Qtr 1: 0; 2007 Qtr 2: 0; 2007 Qtr 3: 0; 2007 Qtr 4: 0; 2008 Qtr 1: 0; 2008 Qtr 2: 0; 2008 Qtr 3: 1; 2008 Qtr 4: 0 | 1
0 | 267040-Residential Condensor Coil Cleaning Resid SF CZ10 VintAll | 0 | 10 | Residential | 01-ALC-AllCommercial-Cooling | 0 |  |  |  |  | 50 | 50 | 0 | 0 | 0 | 0 | 270 |  | kWh | 0.3564 | 0 | Residential |  | Annual | [5 empty] | 3 | 1 |  |  |  | 1 | 0 | 0 | 1 | 0 | 0 | 0 | 0 | 0 | 0 | 0 | 0 | 2006 Qtr 1: 0; 2006 Qtr 2: 0; 2006 Qtr 3: 0; 2006 Qtr 4: 0; 2007 Qtr 1: 0; 2007 Qtr 2: 0; 2007 Qtr 3: 0; 2007 Qtr 4: 0; 2008 Qtr 1: 0; 2008 Qtr 2: 0; 2008 Qtr 3: 1; 2008 Qtr 4: 0 | 1
0 | 267002-High Refrigerant Charge Adjustment (>= ±20% rated charge) Resid SF CZ10 Vint04 | 0 | 10 | Residential | 01-ALC-AllCommercial-Cooling | 0 |  |  |  |  | 97.0149 | 98.8806 | 0 | 0 | 0 | -1.8657 | 55.14 |  | kWh | 0.04 | 0 | Residential |  | Winter Only | [5 empty] | 10 | 1 |  |  |  | 1 | 0 | 0 | 1.34 | 0 | 0 | 0 | 0 | 0 | 0 | 0 | 0 | 2006 Qtr 1: 0; 2006 Qtr 2: 0; 2006 Qtr 3: 0; 2006 Qtr 4: 0; 2007 Qtr 1: 0; 2007 Qtr 2: 0; 2007 Qtr 3: 0; 2007 Qtr 4: 0; 2008 Qtr 1: 0; 2008 Qtr 2: 0; 2008 Qtr 3: 1.34; 2008 Qtr 4: 0 | 1.34
0 | 267040-Residential Condensor Coil Cleaning Resid SF CZ10 VintAll | 0 | 10 | Residential | 01-ALC-AllCommercial-Cooling | 0 |  |  |  |  | 50 | 50 | 0 | 0 | 0 | 0 | 270 |  | kWh | 0.3564 | 0 | Residential |  | Annual | [5 empty] | 3 | 1 |  |  |  | 1 | 0 | 0 | 1 | 0 | 0 | 0 | 0 | 0 | 0 | 0 | 0 | 2006 Qtr 1: 0; 2006 Qtr 2: 0; 2006 Qtr 3: 0; 2006 Qtr 4: 0; 2007 Qtr 1: 0; 2007 Qtr 2: 0; 2007 Qtr 3: 0; 2007 Qtr 4: 0; 2008 Qtr 1: 0; 2008 Qtr 2: 0; 2008 Qtr 3: 1; 2008 Qtr 4: 0 | 1
0 | 267002-High Refrigerant Charge Adjustment (>= ±20% rated charge) Resid SF CZ10 Vint04 | 0 | 10 | Residential | 01-ALC-AllCommercial-Cooling | 0 |  |  |  |  | 97.0149 | 79.1045 | 0 | 0 | 0 | 17.9104 | 55.14 |  | kWh | 0.04 | 0 | Residential |  | Winter Only | [5 empty] | 10 | 1 |  |  |  | 1 | 0 | 0 | 2.68 | 0 | 0 | 0 | 0 | 0 | 0 | 0 | 0 | 2006 Qtr 1: 0; 2006 Qtr 2: 0; 2006 Qtr 3: 0; 2006 Qtr 4: 0; 2007 Qtr 1: 0; 2007 Qtr 2: 0; 2007 Qtr 3: 0; 2007 Qtr 4: 0; 2008 Qtr 1: 0; 2008 Qtr 2: 0; 2008 Qtr 3: 2.68; 2008 Qtr 4: 0 | 2.68
0 | 267040-Residential Condensor Coil Cleaning Resid SF CZ10 VintAll | 0 | 10 | Residential | 01-ALC-AllCommercial-Cooling | 0 |  |  |  |  | 50 | 50 | 0 | 0 | 0 | 0 | 270 |  | kWh | 0.3564 | 0 | Residential |  | Annual | [5 empty] | 3 | 1 |  |  |  | 1 | 0 | 0 | 1 | 0 | 0 | 0 | 0 | 0 | 0 | 0 | 0 | 2006 Qtr 1: 0; 2006 Qtr 2: 0; 2006 Qtr 3: 0; 2006 Qtr 4: 0; 2007 Qtr 1: 0; 2007 Qtr 2: 0; 2007 Qtr 3: 0; 2007 Qtr 4: 0; 2008 Qtr 1: 0; 2008 Qtr 2: 0; 2008 Qtr 3: 1; 2008 Qtr 4: 0 | 1
0 | 267040-Residential Condensor Coil Cleaning Resid SF CZ10 VintAll | 0 | 10 | Residential | 01-ALC-AllCommercial-Cooling | 0 |  |  |  |  | 50 | 50 | 0 | 0 | 0 | 0 | 270 |  | kWh | 0.3564 | 0 | Residential |  | Annual | [5 empty] | 3 | 1 |  |  |  | 1 | 0 | 0 | 1 | 0 | 0 | 0 | 0 | 0 | 0 | 0 | 0 | 2006 Qtr 1: 0; 2006 Qtr 2: 0; 2006 Qtr 3: 0; 2006 Qtr 4: 0; 2007 Qtr 1: 0; 2007 Qtr 2: 0; 2007 Qtr 3: 0; 2007 Qtr 4: 0; 2008 Qtr 1: 0; 2008 Qtr 2: 0; 2008 Qtr 3: 1; 2008 Qtr 4: 0 | 1
0 | 267001-High Refrigerant Charge Adjustment (>= ±20% rated charge) Resid SFCZ10 Vint03 | 0 | 10 | Residential | 01-ALC-AllCommercial-Cooling | 0 |  |  |  |  | 97.0149 | 79.1045 | 0 | 0 | 0 | 17.9104 | 55.14 |  | kWh | 0.04 | 0 | Residential |  | Winter Only | [5 empty] | 10 | 1 |  |  |  | 1 | 0 | 0 | 2.01 | 0 | 0 | 0 | 0 | 0 | 0 | 0 | 0 | 2006 Qtr 1: 0; 2006 Qtr 2: 0; 2006 Qtr 3: 0; 2006 Qtr 4: 0; 2007 Qtr 1: 0; 2007 Qtr 2: 0; 2007 Qtr 3: 0; 2007 Qtr 4: 0; 2008 Qtr 1: 0; 2008 Qtr 2: 0; 2008 Qtr 3: 2.01; 2008 Qtr 4: 0 | 2.01
0 | 267040-Residential Condensor Coil Cleaning Resid SF CZ10 VintAll | 0 | 10 | Residential | 01-ALC-AllCommercial-Cooling | 0 |  |  |  |  | 50 | 50 | 0 | 0 | 0 | 0 | 270 |  | kWh | 0.3564 | 0 | Residential |  | Annual | [5 empty] | 3 | 1 |  |  |  | 1 | 0 | 0 | 1 | 0 | 0 | 0 | 0 | 0 | 0 | 0 | 0 | 2006 Qtr 1: 0; 2006 Qtr 2: 0; 2006 Qtr 3: 0; 2006 Qtr 4: 0; 2007 Qtr 1: 0; 2007 Qtr 2: 0; 2007 Qtr 3: 0; 2007 Qtr 4: 0; 2008 Qtr 1: 0; 2008 Qtr 2: 0; 2008 Qtr 3: 1; 2008 Qtr 4: 0 | 1
0 | 267002-High Refrigerant Charge Adjustment (>= ±20% rated charge) Resid SF CZ10 Vint04 | 0 | 10 | Residential | 01-ALC-AllCommercial-Cooling | 0 |  |  |  |  | 97.0149 | 79.1045 | 0 | 0 | 0 | 17.9104 | 55.14 |  | kWh | 0.04 | 0 | Residential |  | Winter Only | [5 empty] | 10 | 1 |  |  |  | 1 | 0 | 0 | 2.01 | 0 | 0 | 0 | 0 | 0 | 0 | 0 | 0 | 2006 Qtr 1: 0; 2006 Qtr 2: 0; 2006 Qtr 3: 0; 2006 Qtr 4: 0; 2007 Qtr 1: 0; 2007 Qtr 2: 0; 2007 Qtr 3: 0; 2007 Qtr 4: 0; 2008 Qtr 1: 0; 2008 Qtr 2: 0; 2008 Qtr 3: 2.01; 2008 Qtr 4: 0 | 2.01
0 | 267040-Residential Condensor Coil Cleaning Resid SF CZ10 VintAll | 0 | 10 | Residential | 01-ALC-AllCommercial-Cooling | 0 |  |  |  |  | 50 | 50 | 0 | 0 | 0 | 0 | 270 |  | kWh | 0.3564 | 0 | Residential |  | Annual | [5 empty] | 3 | 1 |  |  |  | 1 | 0 | 0 | 1 | 0 | 0 | 0 | 0 | 0 | 0 | 0 | 0 | 2006 Qtr 1: 0; 2006 Qtr 2: 0; 2006 Qtr 3: 0; 2006 Qtr 4: 0; 2007 Qtr 1: 0; 2007 Qtr 2: 0; 2007 Qtr 3: 0; 2007 Qtr 4: 0; 2008 Qtr 1: 0; 2008 Qtr 2: 0; 2008 Qtr 3: 1; 2008 Qtr 4: 0 | 1
0 | 267002-High Refrigerant Charge Adjustment (>= ±20% rated charge) Resid SF CZ10 Vint04 | 0 | 10 | Residential | 01-ALC-AllCommercial-Cooling | 0 |  |  |  |  | 97.0149 | 79.1045 | 0 | 0 | 0 | 17.9104 | 55.14 |  | kWh | 0.04 | 0 | Residential |  | Winter Only | [5 empty] | 10 | 1 |  |  |  | 1 | 0 | 0 | 2.01 | 0 | 0 | 0 | 0 | 0 | 0 | 0 | 0 | 2006 Qtr 1: 0; 2006 Qtr 2: 0; 2006 Qtr 3: 0; 2006 Qtr 4: 0; 2007 Qtr 1: 0; 2007 Qtr 2: 0; 2007 Qtr 3: 0; 2007 Qtr 4: 0; 2008 Qtr 1: 0; 2008 Qtr 2: 0; 2008 Qtr 3: 2.01; 2008 Qtr 4: 0 | 2.01
0 | 267040-Residential Condensor Coil Cleaning Resid SF CZ10 VintAll | 0 | 10 | Residential | 01-ALC-AllCommercial-Cooling | 0 |  |  |  |  | 50 | 50 | 0 | 0 | 0 | 0 | 270 |  | kWh | 0.3564 | 0 | Residential |  | Annual | [5 empty] | 3 | 1 |  |  |  | 1 | 0 | 0 | 1 | 0 | 0 | 0 | 0 | 0 | 0 | 0 | 0 | 2006 Qtr 1: 0; 2006 Qtr 2: 0; 2006 Qtr 3: 0; 2006 Qtr 4: 0; 2007 Qtr 1: 0; 2007 Qtr 2: 0; 2007 Qtr 3: 0; 2007 Qtr 4: 0; 2008 Qtr 1: 0; 2008 Qtr 2: 0; 2008 Qtr 3: 1; 2008 Qtr 4: 0 | 1
0 | 267001-High Refrigerant Charge Adjustment (>= ±20% rated charge) Resid SFCZ10 Vint03 | 0 | 10 | Residential | 01-ALC-AllCommercial-Cooling | 0 |  |  |  |  | 97.0149 | 92.2886 | 0 | 0 | 0 | 4.7264 | 55.14 |  | kWh | 0.04 | 0 | Residential |  | Winter Only | [5 empty] | 10 | 1 |  |  |  | 1 | 0 | 0 | 2.01 | 0 | 0 | 0 | 0 | 0 | 0 | 0 | 0 | 2006 Qtr 1: 0; 2006 Qtr 2: 0; 2006 Qtr 3: 0; 2006 Qtr 4: 0; 2007 Qtr 1: 0; 2007 Qtr 2: 0; 2007 Qtr 3: 0; 2007 Qtr 4: 0; 2008 Qtr 1: 0; 2008 Qtr 2: 0; 2008 Qtr 3: 2.01; 2008 Qtr 4: 0 | 2.01
0 | 267040-Residential Condensor Coil Cleaning Resid SF CZ10 VintAll | 0 | 10 | Residential | 01-ALC-AllCommercial-Cooling | 0 |  |  |  |  | 50 | 50 | 0 | 0 | 0 | 0 | 270 |  | kWh | 0.3564 | 0 | Residential |  | Annual | [5 empty] | 3 | 1 |  |  |  | 1 | 0 | 0 | 1 | 0 | 0 | 0 | 0 | 0 | 0 | 0 | 0 | 2006 Qtr 1: 0; 2006 Qtr 2: 0; 2006 Qtr 3: 0; 2006 Qtr 4: 0; 2007 Qtr 1: 0; 2007 Qtr 2: 0; 2007 Qtr 3: 0; 2007 Qtr 4: 0; 2008 Qtr 1: 0; 2008 Qtr 2: 0; 2008 Qtr 3: 1; 2008 Qtr 4: 0 | 1
0 | 267001-High Refrigerant Charge Adjustment (>= ±20% rated charge) Resid SFCZ10 Vint03 | 0 | 10 | Residential | 01-ALC-AllCommercial-Cooling | 0 |  |  |  |  | 97.0149 | 79.1045 | 0 | 0 | 0 | 17.9104 | 55.14 |  | kWh | 0.04 | 0 | Residential |  | Winter Only | [5 empty] | 10 | 1 |  |  |  | 1 | 0 | 0 | 2.68 | 0 | 0 | 0 | 0 | 0 | 0 | 0 | 0 | 2006 Qtr 1: 0; 2006 Qtr 2: 0; 2006 Qtr 3: 0; 2006 Qtr 4: 0; 2007 Qtr 1: 0; 2007 Qtr 2: 0; 2007 Qtr 3: 0; 2007 Qtr 4: 0; 2008 Qtr 1: 0; 2008 Qtr 2: 0; 2008 Qtr 3: 2.68; 2008 Qtr 4: 0 | 2.68
0 | 267040-Residential Condensor Coil Cleaning Resid SF CZ10 VintAll | 0 | 10 | Residential | 01-ALC-AllCommercial-Cooling | 0 |  |  |  |  | 50 | 50 | 0 | 0 | 0 | 0 | 270 |  | kWh | 0.3564 | 0 | Residential |  | Annual | [5 empty] | 3 | 1 |  |  |  | 1 | 0 | 0 | 1 | 0 | 0 | 0 | 0 | 0 | 0 | 0 | 0 | 2006 Qtr 1: 0; 2006 Qtr 2: 0; 2006 Qtr 3: 0; 2006 Qtr 4: 0; 2007 Qtr 1: 0; 2007 Qtr 2: 0; 2007 Qtr 3: 0; 2007 Qtr 4: 0; 2008 Qtr 1: 0; 2008 Qtr 2: 0; 2008 Qtr 3: 1; 2008 Qtr 4: 0 | 1
0 | 267002-High Refrigerant Charge Adjustment (>= ±20% rated charge) Resid SF CZ10 Vint04 | 0 | 10 | Residential | 01-ALC-AllCommercial-Cooling | 0 |  |  |  |  | 97.0149 | 92.2886 | 0 | 0 | 0 | 4.7264 | 55.14 |  | kWh | 0.04 | 0 | Residential |  | Winter Only | [5 empty] | 10 | 1 |  |  |  | 1 | 0 | 0 | 2.01 | 0 | 0 | 0 | 0 | 0 | 0 | 0 | 0 | 2006 Qtr 1: 0; 2006 Qtr 2: 0; 2006 Qtr 3: 0; 2006 Qtr 4: 0; 2007 Qtr 1: 0; 2007 Qtr 2: 0; 2007 Qtr 3: 0; 2007 Qtr 4: 0; 2008 Qtr 1: 0; 2008 Qtr 2: 0; 2008 Qtr 3: 2.01; 2008 Qtr 4: 0 | 2.01
0 | 267040-Residential Condensor Coil Cleaning Resid SF CZ10 VintAll | 0 | 10 | Residential | 01-ALC-AllCommercial-Cooling | 0 |  |  |  |  | 50 | 50 | 0 | 0 | 0 | 0 | 270 |  | kWh | 0.3564 | 0 | Residential |  | Annual | [5 empty] | 3 | 1 |  |  |  | 1 | 0 | 0 | 1 | 0 | 0 | 0 | 0 | 0 | 0 | 0 | 0 | 2006 Qtr 1: 0; 2006 Qtr 2: 0; 2006 Qtr 3: 0; 2006 Qtr 4: 0; 2007 Qtr 1: 0; 2007 Qtr 2: 0; 2007 Qtr 3: 0; 2007 Qtr 4: 0; 2008 Qtr 1: 0; 2008 Qtr 2: 0; 2008 Qtr 3: 1; 2008 Qtr 4: 0 | 1
0 | 267003-High Refrigerant Charge Adjustment (>= ±20% rated charge) Resid SF CZ10 Vint05 | 0 | 10 | Residential | 01-ALC-AllCommercial-Cooling | 0 |  |  |  |  | 97.0149 | 79.1045 | 0 | 0 | 0 | 17.9104 | 55.14 |  | kWh | 0.04 | 0 | Residential |  | Winter Only | [5 empty] | 10 | 1 |  |  |  | 1 | 0 | 0 | 3.35 | 0 | 0 | 0 | 0 | 0 | 0 | 0 | 0 | 2006 Qtr 1: 0; 2006 Qtr 2: 0; 2006 Qtr 3: 0; 2006 Qtr 4: 0; 2007 Qtr 1: 0; 2007 Qtr 2: 0; 2007 Qtr 3: 0; 2007 Qtr 4: 0; 2008 Qtr 1: 0; 2008 Qtr 2: 0; 2008 Qtr 3: 3.35; 2008 Qtr 4: 0 | 3.35
0 | 267040-Residential Condensor Coil Cleaning Resid SF CZ10 VintAll | 0 | 10 | Residential | 01-ALC-AllCommercial-Cooling | 0 |  |  |  |  | 50 | 50 | 0 | 0 | 0 | 0 | 270 |  | kWh | 0.3564 | 0 | Residential |  | Annual | [5 empty] | 3 | 1 |  |  |  | 1 | 0 | 0 | 1 | 0 | 0 | 0 | 0 | 0 | 0 | 0 | 0 | 2006 Qtr 1: 0; 2006 Qtr 2: 0; 2006 Qtr 3: 0; 2006 Qtr 4: 0; 2007 Qtr 1: 0; 2007 Qtr 2: 0; 2007 Qtr 3: 0; 2007 Qtr 4: 0; 2008 Qtr 1: 0; 2008 Qtr 2: 0; 2008 Qtr 3: 1; 2008 Qtr 4: 0 | 1
0 | 267040-Residential Condensor Coil Cleaning Resid SF CZ10 VintAll | 0 | 10 | Residential | 01-ALC-AllCommercial-Cooling | 0 |  |  |  |  | 50 | 50 | 0 | 0 | 0 | 0 | 270 |  | kWh | 0.3564 | 0 | Residential |  | Annual | [5 empty] | 3 | 1 |  |  |  | 1 | 0 | 0 | 1 | 0 | 0 | 0 | 0 | 0 | 0 | 0 | 0 | 2006 Qtr 1: 0; 2006 Qtr 2: 0; 2006 Qtr 3: 0; 2006 Qtr 4: 0; 2007 Qtr 1: 0; 2007 Qtr 2: 0; 2007 Qtr 3: 0; 2007 Qtr 4: 0; 2008 Qtr 1: 0; 2008 Qtr 2: 0; 2008 Qtr 3: 1; 2008 Qtr 4: 0 | 1
0 | 267002-High Refrigerant Charge Adjustment (>= ±20% rated charge) Resid SF CZ10 Vint04 | 0 | 10 | Residential | 01-ALC-AllCommercial-Cooling | 0 |  |  |  |  | 97.0149 | 79.1045 | 0 | 0 | 0 | 17.9104 | 55.14 |  | kWh | 0.04 | 0 | Residential |  | Winter Only | [5 empty] | 10 | 1 |  |  |  | 1 | 0 | 0 | 2.01 | 0 | 0 | 0 | 0 | 0 | 0 | 0 | 0 | 2006 Qtr 1: 0; 2006 Qtr 2: 0; 2006 Qtr 3: 0; 2006 Qtr 4: 0; 2007 Qtr 1: 0; 2007 Qtr 2: 0; 2007 Qtr 3: 0; 2007 Qtr 4: 0; 2008 Qtr 1: 0; 2008 Qtr 2: 0; 2008 Qtr 3: 2.01; 2008 Qtr 4: 0 | 2.01
0 | 267040-Residential Condensor Coil Cleaning Resid SF CZ10 VintAll | 0 | 10 | Residential | 01-ALC-AllCommercial-Cooling | 0 |  |  |  |  | 50 | 50 | 0 | 0 | 0 | 0 | 270 |  | kWh | 0.3564 | 0 | Residential |  | Annual | [5 empty] | 3 | 1 |  |  |  | 1 | 0 | 0 | 1 | 0 | 0 | 0 | 0 | 0 | 0 | 0 | 0 | 2006 Qtr 1: 0; 2006 Qtr 2: 0; 2006 Qtr 3: 0; 2006 Qtr 4: 0; 2007 Qtr 1: 0; 2007 Qtr 2: 0; 2007 Qtr 3: 0; 2007 Qtr 4: 0; 2008 Qtr 1: 0; 2008 Qtr 2: 0; 2008 Qtr 3: 1; 2008 Qtr 4: 0 | 1
0 | 267002-High Refrigerant Charge Adjustment (>= ±20% rated charge) Resid SF CZ10 Vint04 | 0 | 10 | Residential | 01-ALC-AllCommercial-Cooling | 0 |  |  |  |  | 97.0149 | 79.1045 | 0 | 0 | 0 | 17.9104 | 55.14 |  | kWh | 0.04 | 0 | Residential |  | Winter Only | [5 empty] | 10 | 1 |  |  |  | 1 | 0 | 0 | 3.35 | 0 | 0 | 0 | 0 | 0 | 0 | 0 | 0 | 2006 Qtr 1: 0; 2006 Qtr 2: 0; 2006 Qtr 3: 0; 2006 Qtr 4: 0; 2007 Qtr 1: 0; 2007 Qtr 2: 0; 2007 Qtr 3: 0; 2007 Qtr 4: 0; 2008 Qtr 1: 0; 2008 Qtr 2: 0; 2008 Qtr 3: 3.35; 2008 Qtr 4: 0 | 3.35
0 | 267040-Residential Condensor Coil Cleaning Resid SF CZ10 VintAll | 0 | 10 | Residential | 01-ALC-AllCommercial-Cooling | 0 |  |  |  |  | 50 | 50 | 0 | 0 | 0 | 0 | 270 |  | kWh | 0.3564 | 0 | Residential |  | Annual | [5 empty] | 3 | 1 |  |  |  | 1 | 0 | 0 | 1 | 0 | 0 | 0 | 0 | 0 | 0 | 0 | 0 | 2006 Qtr 1: 0; 2006 Qtr 2: 0; 2006 Qtr 3: 0; 2006 Qtr 4: 0; 2007 Qtr 1: 0; 2007 Qtr 2: 0; 2007 Qtr 3: 0; 2007 Qtr 4: 0; 2008 Qtr 1: 0; 2008 Qtr 2: 0; 2008 Qtr 3: 1; 2008 Qtr 4: 0 | 1
0 | 267010-Duct Sealing (Total Leakage Reduced from 40% of AHU flow to 12%) Resid SF CZ10 Vint04 | 0 | 10 | Residential | 01-ALC-AllCommercial-Cooling | 0 |  |  |  |  | 106.6516 | 103 | 0 | 0 | 0 | 3.6516 | 181.333 |  | kWh | 0.24097 | 10.7341 | Residential |  | Winter Only | [5 empty] | 18 | 1 |  |  |  | 0 | 0 | 0 | 1 | 0 | 0 | 0 | 0 | 0 | 0 | 0 | 0 | 2006 Qtr 1: 0; 2006 Qtr 2: 0; 2006 Qtr 3: 0; 2006 Qtr 4: 0; 2007 Qtr 1: 0; 2007 Qtr 2: 0; 2007 Qtr 3: 0; 2007 Qtr 4: 0; 2008 Qtr 1: 0; 2008 Qtr 2: 0; 2008 Qtr 3: 1; 2008 Qtr 4: 0 | 1
0 | 267009-Duct Sealing (Total Leakage Reduced from 40% of AHU flow to 12%) Resid SF CZ10 Vint03 | 0 | 10 | Residential | 01-ALC-AllCommercial-Cooling | 0 |  |  |  |  | 106.8757 | 100 | 0 | 0 | 0 | 6.8757 | 234.764 |  | kWh | 0.17708 | 21.4199 | Residential |  | Winter Only | [5 empty] | 18 | 1 |  |  |  | 0.5 | 0 | 0 | 2 | 0 | 0 | 0 | 0 | 0 | 0 | 0 | 0 | 2006 Qtr 1: 0; 2006 Qtr 2: 0; 2006 Qtr 3: 0; 2006 Qtr 4: 0; 2007 Qtr 1: 0; 2007 Qtr 2: 0; 2007 Qtr 3: 0; 2007 Qtr 4: 0; 2008 Qtr 1: 0; 2008 Qtr 2: 0; 2008 Qtr 3: 2; 2008 Qtr 4: 0 | 2
0 | 267012-Duct Sealing (Total Leakage Reduced from 40% of AHU flow to 12%) Resid SF CZ10 Vint01 | 0 | 10 | Residential | 01-ALC-AllCommercial-Cooling | 0 |  |  |  |  | 107.91 | 0 | 0 | 0 | 0 | 107.91 | 69.1958 |  | kWh | 0.16634 | 8.0058 | Residential |  | Winter Only | [5 empty] | 18 | 1 |  |  |  | 0 | 0 | 0 | 1 | 0 | 0 | 0 | 0 | 0 | 0 | 0 | 0 | 2006 Qtr 1: 0; 2006 Qtr 2: 0; 2006 Qtr 3: 0; 2006 Qtr 4: 0; 2007 Qtr 1: 0; 2007 Qtr 2: 0; 2007 Qtr 3: 0; 2007 Qtr 4: 0; 2008 Qtr 1: 0; 2008 Qtr 2: 0; 2008 Qtr 3: 1; 2008 Qtr 4: 0 | 1
0 | 267012-Duct Sealing (Total Leakage Reduced from 40% of AHU flow to 12%) Resid SF CZ10 Vint01 | 0 | 10 | Residential | 01-ALC-AllCommercial-Cooling | 0 |  |  |  |  | 107.91 | 0 | 0 | 0 | 0 | 107.91 | 69.1958 |  | kWh | 0.16634 | 8.0058 | Residential |  | Winter Only | [5 empty] | 18 | 1 |  |  |  | 0 | 0 | 0 | 1 | 0 | 0 | 0 | 0 | 0 | 0 | 0 | 0 | 2006 Qtr 1: 0; 2006 Qtr 2: 0; 2006 Qtr 3: 0; 2006 Qtr 4: 0; 2007 Qtr 1: 0; 2007 Qtr 2: 0; 2007 Qtr 3: 0; 2007 Qtr 4: 0; 2008 Qtr 1: 0; 2008 Qtr 2: 0; 2008 Qtr 3: 1; 2008 Qtr 4: 0 | 1
0 | 267010-Duct Sealing (Total Leakage Reduced from 40% of AHU flow to 12%) Resid SF CZ10 Vint04 | 0 | 10 | Residential | 01-ALC-AllCommercial-Cooling | 0 |  |  |  |  | 106.6516 | 166.8 | 0 | 0 | 0 | -60.1484 | 181.333 |  | kWh | 0.24097 | 10.7341 | Residential |  | Winter Only | [5 empty] | 18 | 1 |  |  |  | 0 | 0 | 0 | 1 | 0 | 0 | 0 | 0 | 0 | 0 | 0 | 0 | 2006 Qtr 1: 0; 2006 Qtr 2: 0; 2006 Qtr 3: 0; 2006 Qtr 4: 0; 2007 Qtr 1: 0; 2007 Qtr 2: 0; 2007 Qtr 3: 0; 2007 Qtr 4: 0; 2008 Qtr 1: 0; 2008 Qtr 2: 0; 2008 Qtr 3: 1; 2008 Qtr 4: 0 | 1
0 | 267010-Duct Sealing (Total Leakage Reduced from 40% of AHU flow to 12%) Resid SF CZ10 Vint04 | 0 | 10 | Residential | 01-ALC-AllCommercial-Cooling | 0 |  |  |  |  | 106.6516 | 110 | 0 | 0 | 0 | -3.3484 | 181.333 |  | kWh | 0.24097 | 10.7341 | Residential |  | Winter Only | [5 empty] | 18 | 1 |  |  |  | 0 | 0 | 0 | 1 | 0 | 0 | 0 | 0 | 0 | 0 | 0 | 0 | 2006 Qtr 1: 0; 2006 Qtr 2: 0; 2006 Qtr 3: 0; 2006 Qtr 4: 0; 2007 Qtr 1: 0; 2007 Qtr 2: 0; 2007 Qtr 3: 0; 2007 Qtr 4: 0; 2008 Qtr 1: 0; 2008 Qtr 2: 0; 2008 Qtr 3: 1; 2008 Qtr 4: 0 | 1
0 | 267009-Duct Sealing (Total Leakage Reduced from 40% of AHU flow to 12%) Resid SF CZ10 Vint03 | 0 | 10 | Residential | 01-ALC-AllCommercial-Cooling | 0 |  |  |  |  | 106.8757 | 149 | 0 | 0 | 0 | -42.1243 | 234.764 |  | kWh | 0.17708 | 21.4199 | Residential |  | Winter Only | [5 empty] | 18 | 1 |  |  |  | 0.5 | 0 | 0 | 1 | 0 | 0 | 0 | 0 | 0 | 0 | 0 | 0 | 2006 Qtr 1: 0; 2006 Qtr 2: 0; 2006 Qtr 3: 0; 2006 Qtr 4: 0; 2007 Qtr 1: 0; 2007 Qtr 2: 0; 2007 Qtr 3: 0; 2007 Qtr 4: 0; 2008 Qtr 1: 0; 2008 Qtr 2: 0; 2008 Qtr 3: 1; 2008 Qtr 4: 0 | 1
0 | 267010-Duct Sealing (Total Leakage Reduced from 40% of AHU flow to 12%) Resid SF CZ10 Vint04 | 0 | 10 | Residential | 01-ALC-AllCommercial-Cooling | 0 |  |  |  |  | 106.6516 | 180 | 0 | 0 | 0 | -73.3484 | 181.333 |  | kWh | 0.24097 | 10.7341 | Residential |  | Winter Only | [5 empty] | 18 | 1 |  |  |  | 0 | 0 | 0 | 1 | 0 | 0 | 0 | 0 | 0 | 0 | 0 | 0 | 2006 Qtr 1: 0; 2006 Qtr 2: 0; 2006 Qtr 3: 0; 2006 Qtr 4: 0; 2007 Qtr 1: 0; 2007 Qtr 2: 0; 2007 Qtr 3: 0; 2007 Qtr 4: 0; 2008 Qtr 1: 0; 2008 Qtr 2: 0; 2008 Qtr 3: 1; 2008 Qtr 4: 0 | 1
0 | 267009-Duct Sealing (Total Leakage Reduced from 40% of AHU flow to 12%) Resid SF CZ10 Vint03 | 0 | 10 | Residential | 01-ALC-AllCommercial-Cooling | 0 |  |  |  |  | 106.8757 | 142.5 | 0 | 0 | 0 | -35.6243 | 234.764 |  | kWh | 0.17708 | 21.4199 | Residential |  | Winter Only | [5 empty] | 18 | 1 |  |  |  | 0.5 | 0 | 0 | 2 | 0 | 0 | 0 | 0 | 0 | 0 | 0 | 0 | 2006 Qtr 1: 0; 2006 Qtr 2: 0; 2006 Qtr 3: 0; 2006 Qtr 4: 0; 2007 Qtr 1: 0; 2007 Qtr 2: 0; 2007 Qtr 3: 0; 2007 Qtr 4: 0; 2008 Qtr 1: 0; 2008 Qtr 2: 0; 2008 Qtr 3: 2; 2008 Qtr 4: 0 | 2
0 | 267009-Duct Sealing (Total Leakage Reduced from 40% of AHU flow to 12%) Resid SF CZ10 Vint03 | 0 | 10 | Residential | 01-ALC-AllCommercial-Cooling | 0 |  |  |  |  | 106.8757 | 120 | 0 | 0 | 0 | -13.1243 | 234.764 |  | kWh | 0.17708 | 21.4199 | Residential |  | Winter Only | [5 empty] | 18 | 1 |  |  |  | 0.5 | 0 | 0 | 2 | 0 | 0 | 0 | 0 | 0 | 0 | 0 | 0 | 2006 Qtr 1: 0; 2006 Qtr 2: 0; 2006 Qtr 3: 0; 2006 Qtr 4: 0; 2007 Qtr 1: 0; 2007 Qtr 2: 0; 2007 Qtr 3: 0; 2007 Qtr 4: 0; 2008 Qtr 1: 0; 2008 Qtr 2: 0; 2008 Qtr 3: 2; 2008 Qtr 4: 0 | 2
0 | 267010-Duct Sealing (Total Leakage Reduced from 40% of AHU flow to 12%) Resid SF CZ10 Vint04 | 0 | 10 | Residential | 01-ALC-AllCommercial-Cooling | 0 |  |  |  |  | 106.6516 | 143.3 | 0 | 0 | 0 | -36.6484 | 181.333 |  | kWh | 0.24097 | 10.7341 | Residential |  | Winter Only | [5 empty] | 18 | 1 |  |  |  | 0 | 0 | 0 | 1 | 0 | 0 | 0 | 0 | 0 | 0 | 0 | 0 | 2006 Qtr 1: 0; 2006 Qtr 2: 0; 2006 Qtr 3: 0; 2006 Qtr 4: 0; 2007 Qtr 1: 0; 2007 Qtr 2: 0; 2007 Qtr 3: 0; 2007 Qtr 4: 0; 2008 Qtr 1: 0; 2008 Qtr 2: 0; 2008 Qtr 3: 1; 2008 Qtr 4: 0 | 1
0 | 267009-Duct Sealing (Total Leakage Reduced from 40% of AHU flow to 12%) Resid SF CZ10 Vint03 | 0 | 10 | Residential | 01-ALC-AllCommercial-Cooling | 0 |  |  |  |  | 106.8757 | 150 | 0 | 0 | 0 | -43.1243 | 234.764 |  | kWh | 0.17708 | 21.4199 | Residential |  | Winter Only | [5 empty] | 18 | 1 |  |  |  | 0.5 | 0 | 0 | 1 | 0 | 0 | 0 | 0 | 0 | 0 | 0 | 0 | 2006 Qtr 1: 0; 2006 Qtr 2: 0; 2006 Qtr 3: 0; 2006 Qtr 4: 0; 2007 Qtr 1: 0; 2007 Qtr 2: 0; 2007 Qtr 3: 0; 2007 Qtr 4: 0; 2008 Qtr 1: 0; 2008 Qtr 2: 0; 2008 Qtr 3: 1; 2008 Qtr 4: 0 | 1
0 | 267009-Duct Sealing (Total Leakage Reduced from 40% of AHU flow to 12%) Resid SF CZ10 Vint03 | 0 | 10 | Residential | 01-ALC-AllCommercial-Cooling | 0 |  |  |  |  | 106.8757 | 149.8 | 0 | 0 | 0 | -42.9243 | 234.764 |  | kWh | 0.17708 | 21.4199 | Residential |  | Winter Only | [5 empty] | 18 | 1 |  |  |  | 0.5 | 0 | 0 | 1 | 0 | 0 | 0 | 0 | 0 | 0 | 0 | 0 | 2006 Qtr 1: 0; 2006 Qtr 2: 0; 2006 Qtr 3: 0; 2006 Qtr 4: 0; 2007 Qtr 1: 0; 2007 Qtr 2: 0; 2007 Qtr 3: 0; 2007 Qtr 4: 0; 2008 Qtr 1: 0; 2008 Qtr 2: 0; 2008 Qtr 3: 1; 2008 Qtr 4: 0 | 1
0 | 267009-Duct Sealing (Total Leakage Reduced from 40% of AHU flow to 12%) Resid SF CZ10 Vint03 | 0 | 10 | Residential | 01-ALC-AllCommercial-Cooling | 0 |  |  |  |  | 106.8757 | 122.5 | 0 | 0 | 0 | -15.6243 | 234.764 |  | kWh | 0.17708 | 21.4199 | Residential |  | Winter Only | [5 empty] | 18 | 1 |  |  |  | 0.5 | 0 | 0 | 2 | 0 | 0 | 0 | 0 | 0 | 0 | 0 | 0 | 2006 Qtr 1: 0; 2006 Qtr 2: 0; 2006 Qtr 3: 0; 2006 Qtr 4: 0; 2007 Qtr 1: 0; 2007 Qtr 2: 0; 2007 Qtr 3: 0; 2007 Qtr 4: 0; 2008 Qtr 1: 0; 2008 Qtr 2: 0; 2008 Qtr 3: 2; 2008 Qtr 4: 0 | 2
0 | 267009-Duct Sealing (Total Leakage Reduced from 40% of AHU flow to 12%) Resid SF CZ10 Vint03 | 0 | 10 | Residential | 01-ALC-AllCommercial-Cooling | 0 |  |  |  |  | 106.8757 | 115 | 0 | 0 | 0 | -8.1243 | 234.764 |  | kWh | 0.17708 | 21.4199 | Residential |  | Winter Only | [5 empty] | 18 | 1 |  |  |  | 0.5 | 0 | 0 | 2 | 0 | 0 | 0 | 0 | 0 | 0 | 0 | 0 | 2006 Qtr 1: 0; 2006 Qtr 2: 0; 2006 Qtr 3: 0; 2006 Qtr 4: 0; 2007 Qtr 1: 0; 2007 Qtr 2: 0; 2007 Qtr 3: 0; 2007 Qtr 4: 0; 2008 Qtr 1: 0; 2008 Qtr 2: 0; 2008 Qtr 3: 2; 2008 Qtr 4: 0 | 2
0 | 267010-Duct Sealing (Total Leakage Reduced from 40% of AHU flow to 12%) Resid SF CZ10 Vint04 | 0 | 10 | Residential | 01-ALC-AllCommercial-Cooling | 0 |  |  |  |  | 106.6516 | 160 | 0 | 0 | 0 | -53.3484 | 181.333 |  | kWh | 0.24097 | 10.7341 | Residential |  | Winter Only | [5 empty] | 18 | 1 |  |  |  | 0 | 0 | 0 | 1 | 0 | 0 | 0 | 0 | 0 | 0 | 0 | 0 | 2006 Qtr 1: 0; 2006 Qtr 2: 0; 2006 Qtr 3: 0; 2006 Qtr 4: 0; 2007 Qtr 1: 0; 2007 Qtr 2: 0; 2007 Qtr 3: 0; 2007 Qtr 4: 0; 2008 Qtr 1: 0; 2008 Qtr 2: 0; 2008 Qtr 3: 1; 2008 Qtr 4: 0 | 1
0 | 267010-Duct Sealing (Total Leakage Reduced from 40% of AHU flow to 12%) Resid SF CZ10 Vint04 | 0 | 10 | Residential | 01-ALC-AllCommercial-Cooling | 0 |  |  |  |  | 106.6516 | 125 | 0 | 0 | 0 | -18.3484 | 181.333 |  | kWh | 0.24097 | 10.7341 | Residential |  | Winter Only | [5 empty] | 18 | 1 |  |  |  | 0 | 0 | 0 | 2 | 0 | 0 | 0 | 0 | 0 | 0 | 0 | 0 | 2006 Qtr 1: 0; 2006 Qtr 2: 0; 2006 Qtr 3: 0; 2006 Qtr 4: 0; 2007 Qtr 1: 0; 2007 Qtr 2: 0; 2007 Qtr 3: 0; 2007 Qtr 4: 0; 2008 Qtr 1: 0; 2008 Qtr 2: 0; 2008 Qtr 3: 2; 2008 Qtr 4: 0 | 2
0 | 267010-Duct Sealing (Total Leakage Reduced from 40% of AHU flow to 12%) Resid SF CZ10 Vint04 | 0 | 10 | Residential | 01-ALC-AllCommercial-Cooling | 0 |  |  |  |  | 106.6516 | 150 | 0 | 0 | 0 | -43.3484 | 181.333 |  | kWh | 0.24097 | 10.7341 | Residential |  | Winter Only | [5 empty] | 18 | 1 |  |  |  | 0 | 0 | 0 | 1 | 0 | 0 | 0 | 0 | 0 | 0 | 0 | 0 | 2006 Qtr 1: 0; 2006 Qtr 2: 0; 2006 Qtr 3: 0; 2006 Qtr 4: 0; 2007 Qtr 1: 0; 2007 Qtr 2: 0; 2007 Qtr 3: 0; 2007 Qtr 4: 0; 2008 Qtr 1: 0; 2008 Qtr 2: 0; 2008 Qtr 3: 1; 2008 Qtr 4: 0 | 1
0 | 267009-Duct Sealing (Total Leakage Reduced from 40% of AHU flow to 12%) Resid SF CZ10 Vint03 | 0 | 10 | Residential | 01-ALC-AllCommercial-Cooling | 0 |  |  |  |  | 106.8757 | 180 | 0 | 0 | 0 | -73.1243 | 234.764 |  | kWh | 0.17708 | 21.4199 | Residential |  | Winter Only | [5 empty] | 18 | 1 |  |  |  | 0.5 | 0 | 0 | 1 | 0 | 0 | 0 | 0 | 0 | 0 | 0 | 0 | 2006 Qtr 1: 0; 2006 Qtr 2: 0; 2006 Qtr 3: 0; 2006 Qtr 4: 0; 2007 Qtr 1: 0; 2007 Qtr 2: 0; 2007 Qtr 3: 0; 2007 Qtr 4: 0; 2008 Qtr 1: 0; 2008 Qtr 2: 0; 2008 Qtr 3: 1; 2008 Qtr 4: 0 | 1
0 | 267010-Duct Sealing (Total Leakage Reduced from 40% of AHU flow to 12%) Resid SF CZ10 Vint04 | 0 | 10 | Residential | 01-ALC-AllCommercial-Cooling | 0 |  |  |  |  | 106.6516 | 180 | 0 | 0 | 0 | -73.3484 | 181.333 |  | kWh | 0.24097 | 10.7341 | Residential |  | Winter Only | [5 empty] | 18 | 1 |  |  |  | 0 | 0 | 0 | 1 | 0 | 0 | 0 | 0 | 0 | 0 | 0 | 0 | 2006 Qtr 1: 0; 2006 Qtr 2: 0; 2006 Qtr 3: 0; 2006 Qtr 4: 0; 2007 Qtr 1: 0; 2007 Qtr 2: 0; 2007 Qtr 3: 0; 2007 Qtr 4: 0; 2008 Qtr 1: 0; 2008 Qtr 2: 0; 2008 Qtr 3: 1; 2008 Qtr 4: 0 | 1
0 | 267009-Duct Sealing (Total Leakage Reduced from 40% of AHU flow to 12%) Resid SF CZ10 Vint03 | 0 | 10 | Residential | 01-ALC-AllCommercial-Cooling | 0 |  |  |  |  | 106.8757 | 160 | 0 | 0 | 0 | -53.1243 | 234.764 |  | kWh | 0.17708 | 21.4199 | Residential |  | Winter Only | [5 empty] | 18 | 1 |  |  |  | 0.5 | 0 | 0 | 1 | 0 | 0 | 0 | 0 | 0 | 0 | 0 | 0 | 2006 Qtr 1: 0; 2006 Qtr 2: 0; 2006 Qtr 3: 0; 2006 Qtr 4: 0; 2007 Qtr 1: 0; 2007 Qtr 2: 0; 2007 Qtr 3: 0; 2007 Qtr 4: 0; 2008 Qtr 1: 0; 2008 Qtr 2: 0; 2008 Qtr 3: 1; 2008 Qtr 4: 0 | 1
0 | 267010-Duct Sealing (Total Leakage Reduced from 40% of AHU flow to 12%) Resid SF CZ10 Vint04 | 0 | 10 | Residential | 01-ALC-AllCommercial-Cooling | 0 |  |  |  |  | 106.6516 | 180 | 0 | 0 | 0 | -73.3484 | 181.333 |  | kWh | 0.24097 | 10.7341 | Residential |  | Winter Only | [5 empty] | 18 | 1 |  |  |  | 0 | 0 | 0 | 1 | 0 | 0 | 0 | 0 | 0 | 0 | 0 | 0 | 2006 Qtr 1: 0; 2006 Qtr 2: 0; 2006 Qtr 3: 0; 2006 Qtr 4: 0; 2007 Qtr 1: 0; 2007 Qtr 2: 0; 2007 Qtr 3: 0; 2007 Qtr 4: 0; 2008 Qtr 1: 0; 2008 Qtr 2: 0; 2008 Qtr 3: 1; 2008 Qtr 4: 0 | 1
0 | 267011-Duct Sealing (Total Leakage Reduced from 40% of AHU flow to 12%) Resid SF CZ10 Vint05 | 0 | 10 | Residential | 01-ALC-AllCommercial-Cooling | 0 |  |  |  |  | 104.189 | 0 | 0 | 0 | 0 | 104.189 | 120.757 |  | kWh | 0.19991 | 8.8173 | Residential |  | Winter Only | [5 empty] | 18 | 1 |  |  |  | 0 | 0 | 0 | 1 | 0 | 0 | 0 | 0 | 0 | 0 | 0 | 0 | 2006 Qtr 1: 0; 2006 Qtr 2: 0; 2006 Qtr 3: 0; 2006 Qtr 4: 0; 2007 Qtr 1: 0; 2007 Qtr 2: 0; 2007 Qtr 3: 0; 2007 Qtr 4: 0; 2008 Qtr 1: 0; 2008 Qtr 2: 0; 2008 Qtr 3: 1; 2008 Qtr 4: 0 | 1
0 | 267009-Duct Sealing (Total Leakage Reduced from 40% of AHU flow to 12%) Resid SF CZ10 Vint03 | 0 | 10 | Residential | 01-ALC-AllCommercial-Cooling | 0 |  |  |  |  | 106.8757 | 120 | 0 | 0 | 0 | -13.1243 | 234.764 |  | kWh | 0.17708 | 21.4199 | Residential |  | Winter Only | [5 empty] | 18 | 1 |  |  |  | 0.5 | 0 | 0 | 3 | 0 | 0 | 0 | 0 | 0 | 0 | 0 | 0 | 2006 Qtr 1: 0; 2006 Qtr 2: 0; 2006 Qtr 3: 0; 2006 Qtr 4: 0; 2007 Qtr 1: 0; 2007 Qtr 2: 0; 2007 Qtr 3: 0; 2007 Qtr 4: 0; 2008 Qtr 1: 0; 2008 Qtr 2: 0; 2008 Qtr 3: 3; 2008 Qtr 4: 0 | 3
0 | 267012-Duct Sealing (Total Leakage Reduced from 40% of AHU flow to 12%) Resid SF CZ10 Vint01 | 0 | 10 | Residential | 01-ALC-AllCommercial-Cooling | 0 |  |  |  |  | 107.91 | 0 | 0 | 0 | 0 | 107.91 | 69.1958 |  | kWh | 0.16634 | 8.0058 | Residential |  | Winter Only | [5 empty] | 18 | 1 |  |  |  | 0 | 0 | 0 | 2 | 0 | 0 | 0 | 0 | 0 | 0 | 0 | 0 | 2006 Qtr 1: 0; 2006 Qtr 2: 0; 2006 Qtr 3: 0; 2006 Qtr 4: 0; 2007 Qtr 1: 0; 2007 Qtr 2: 0; 2007 Qtr 3: 0; 2007 Qtr 4: 0; 2008 Qtr 1: 0; 2008 Qtr 2: 0; 2008 Qtr 3: 2; 2008 Qtr 4: 0 | 2
0 | 267010-Duct Sealing (Total Leakage Reduced from 40% of AHU flow to 12%) Resid SF CZ10 Vint04 | 0 | 10 | Residential | 01-ALC-AllCommercial-Cooling | 0 |  |  |  |  | 106.6516 | 122.5 | 0 | 0 | 0 | -15.8484 | 181.333 |  | kWh | 0.24097 | 10.7341 | Residential |  | Winter Only | [5 empty] | 18 | 1 |  |  |  | 0 | 0 | 0 | 1 | 0 | 0 | 0 | 0 | 0 | 0 | 0 | 0 | 2006 Qtr 1: 0; 2006 Qtr 2: 0; 2006 Qtr 3: 0; 2006 Qtr 4: 0; 2007 Qtr 1: 0; 2007 Qtr 2: 0; 2007 Qtr 3: 0; 2007 Qtr 4: 0; 2008 Qtr 1: 0; 2008 Qtr 2: 0; 2008 Qtr 3: 1; 2008 Qtr 4: 0 | 1
0 | 267012-Duct Sealing (Total Leakage Reduced from 40% of AHU flow to 12%) Resid SF CZ10 Vint01 | 0 | 10 | Residential | 01-ALC-AllCommercial-Cooling | 0 |  |  |  |  | 107.91 | 0 | 0 | 0 | 0 | 107.91 | 69.1958 |  | kWh | 0.16634 | 8.0058 | Residential |  | Winter Only | [5 empty] | 18 | 1 |  |  |  | 0 | 0 | 0 | 1 | 0 | 0 | 0 | 0 | 0 | 0 | 0 | 0 | 2006 Qtr 1: 0; 2006 Qtr 2: 0; 2006 Qtr 3: 0; 2006 Qtr 4: 0; 2007 Qtr 1: 0; 2007 Qtr 2: 0; 2007 Qtr 3: 0; 2007 Qtr 4: 0; 2008 Qtr 1: 0; 2008 Qtr 2: 0; 2008 Qtr 3: 1; 2008 Qtr 4: 0 | 1
0 | 267012-Duct Sealing (Total Leakage Reduced from 40% of AHU flow to 12%) Resid SF CZ10 Vint01 | 0 | 10 | Residential | 01-ALC-AllCommercial-Cooling | 0 |  |  |  |  | 107.91 | 0 | 0 | 0 | 0 | 107.91 | 69.1958 |  | kWh | 0.16634 | 8.0058 | Residential |  | Winter Only | [5 empty] | 18 | 1 |  |  |  | 0 | 0 | 0 | 1 | 0 | 0 | 0 | 0 | 0 | 0 | 0 | 0 | 2006 Qtr 1: 0; 2006 Qtr 2: 0; 2006 Qtr 3: 0; 2006 Qtr 4: 0; 2007 Qtr 1: 0; 2007 Qtr 2: 0; 2007 Qtr 3: 0; 2007 Qtr 4: 0; 2008 Qtr 1: 0; 2008 Qtr 2: 0; 2008 Qtr 3: 1; 2008 Qtr 4: 0 | 1
0 | 267010-Duct Sealing (Total Leakage Reduced from 40% of AHU flow to 12%) Resid SF CZ10 Vint04 | 0 | 10 | Residential | 01-ALC-AllCommercial-Cooling | 0 |  |  |  |  | 106.6516 | 156 | 0 | 0 | 0 | -49.3484 | 181.333 |  | kWh | 0.24097 | 10.7341 | Residential |  | Winter Only | [5 empty] | 18 | 1 |  |  |  | 0 | 0 | 0 | 1 | 0 | 0 | 0 | 0 | 0 | 0 | 0 | 0 | 2006 Qtr 1: 0; 2006 Qtr 2: 0; 2006 Qtr 3: 0; 2006 Qtr 4: 0; 2007 Qtr 1: 0; 2007 Qtr 2: 0; 2007 Qtr 3: 0; 2007 Qtr 4: 0; 2008 Qtr 1: 0; 2008 Qtr 2: 0; 2008 Qtr 3: 1; 2008 Qtr 4: 0 | 1
0 | 267011-Duct Sealing (Total Leakage Reduced from 40% of AHU flow to 12%) Resid SF CZ10 Vint05 | 0 | 10 | Residential | 01-ALC-AllCommercial-Cooling | 0 |  |  |  |  | 104.189 | 0 | 0 | 0 | 0 | 104.189 | 120.757 |  | kWh | 0.19991 | 8.8173 | Residential |  | Winter Only | [5 empty] | 18 | 1 |  |  |  | 0 | 0 | 0 | 1 | 0 | 0 | 0 | 0 | 0 | 0 | 0 | 0 | 2006 Qtr 1: 0; 2006 Qtr 2: 0; 2006 Qtr 3: 0; 2006 Qtr 4: 0; 2007 Qtr 1: 0; 2007 Qtr 2: 0; 2007 Qtr 3: 0; 2007 Qtr 4: 0; 2008 Qtr 1: 0; 2008 Qtr 2: 0; 2008 Qtr 3: 1; 2008 Qtr 4: 0 | 1
0 | 267010-Duct Sealing (Total Leakage Reduced from 40% of AHU flow to 12%) Resid SF CZ10 Vint04 | 0 | 10 | Residential | 01-ALC-AllCommercial-Cooling | 0 |  |  |  |  | 106.6516 | 142 | 0 | 0 | 0 | -35.3484 | 181.333 |  | kWh | 0.24097 | 10.7341 | Residential |  | Winter Only | [5 empty] | 18 | 1 |  |  |  | 0 | 0 | 0 | 1 | 0 | 0 | 0 | 0 | 0 | 0 | 0 | 0 | 2006 Qtr 1: 0; 2006 Qtr 2: 0; 2006 Qtr 3: 0; 2006 Qtr 4: 0; 2007 Qtr 1: 0; 2007 Qtr 2: 0; 2007 Qtr 3: 0; 2007 Qtr 4: 0; 2008 Qtr 1: 0; 2008 Qtr 2: 0; 2008 Qtr 3: 1; 2008 Qtr 4: 0 | 1
0 | 267009-Duct Sealing (Total Leakage Reduced from 40% of AHU flow to 12%) Resid SF CZ10 Vint03 | 0 | 10 | Residential | 01-ALC-AllCommercial-Cooling | 0 |  |  |  |  | 106.8757 | 174.2 | 0 | 0 | 0 | -67.3243 | 234.764 |  | kWh | 0.17708 | 21.4199 | Residential |  | Winter Only | [5 empty] | 18 | 1 |  |  |  | 0.5 | 0 | 0 | 1 | 0 | 0 | 0 | 0 | 0 | 0 | 0 | 0 | 2006 Qtr 1: 0; 2006 Qtr 2: 0; 2006 Qtr 3: 0; 2006 Qtr 4: 0; 2007 Qtr 1: 0; 2007 Qtr 2: 0; 2007 Qtr 3: 0; 2007 Qtr 4: 0; 2008 Qtr 1: 0; 2008 Qtr 2: 0; 2008 Qtr 3: 1; 2008 Qtr 4: 0 | 1
0 | 267009-Duct Sealing (Total Leakage Reduced from 40% of AHU flow to 12%) Resid SF CZ10 Vint03 | 0 | 10 | Residential | 01-ALC-AllCommercial-Cooling | 0 |  |  |  |  | 106.8757 | 142 | 0 | 0 | 0 | -35.1243 | 234.764 |  | kWh | 0.17708 | 21.4199 | Residential |  | Winter Only | [5 empty] | 18 | 1 |  |  |  | 0.5 | 0 | 0 | 1 | 0 | 0 | 0 | 0 | 0 | 0 | 0 | 0 | 2006 Qtr 1: 0; 2006 Qtr 2: 0; 2006 Qtr 3: 0; 2006 Qtr 4: 0; 2007 Qtr 1: 0; 2007 Qtr 2: 0; 2007 Qtr 3: 0; 2007 Qtr 4: 0; 2008 Qtr 1: 0; 2008 Qtr 2: 0; 2008 Qtr 3: 1; 2008 Qtr 4: 0 | 1
0 | 267009-Duct Sealing (Total Leakage Reduced from 40% of AHU flow to 12%) Resid SF CZ10 Vint03 | 0 | 10 | Residential | 01-ALC-AllCommercial-Cooling | 0 |  |  |  |  | 106.8757 | 160 | 0 | 0 | 0 | -53.1243 | 234.764 |  | kWh | 0.17708 | 21.4199 | Residential |  | Winter Only | [5 empty] | 18 | 1 |  |  |  | 0.5 | 0 | 0 | 1 | 0 | 0 | 0 | 0 | 0 | 0 | 0 | 0 | 2006 Qtr 1: 0; 2006 Qtr 2: 0; 2006 Qtr 3: 0; 2006 Qtr 4: 0; 2007 Qtr 1: 0; 2007 Qtr 2: 0; 2007 Qtr 3: 0; 2007 Qtr 4: 0; 2008 Qtr 1: 0; 2008 Qtr 2: 0; 2008 Qtr 3: 1; 2008 Qtr 4: 0 | 1
0 | 267011-Duct Sealing (Total Leakage Reduced from 40% of AHU flow to 12%) Resid SF CZ10 Vint05 | 0 | 10 | Residential | 01-ALC-AllCommercial-Cooling | 0 |  |  |  |  | 104.189 | 0 | 0 | 0 | 0 | 104.189 | 120.757 |  | kWh | 0.19991 | 8.8173 | Residential |  | Winter Only | [5 empty] | 18 | 1 |  |  |  | 0 | 0 | 0 | 1 | 0 | 0 | 0 | 0 | 0 | 0 | 0 | 0 | 2006 Qtr 1: 0; 2006 Qtr 2: 0; 2006 Qtr 3: 0; 2006 Qtr 4: 0; 2007 Qtr 1: 0; 2007 Qtr 2: 0; 2007 Qtr 3: 0; 2007 Qtr 4: 0; 2008 Qtr 1: 0; 2008 Qtr 2: 0; 2008 Qtr 3: 1; 2008 Qtr 4: 0 | 1
0 | 267010-Duct Sealing (Total Leakage Reduced from 40% of AHU flow to 12%) Resid SF CZ10 Vint04 | 0 | 10 | Residential | 01-ALC-AllCommercial-Cooling | 0 |  |  |  |  | 106.6516 | 190 | 0 | 0 | 0 | -83.3484 | 181.333 |  | kWh | 0.24097 | 10.7341 | Residential |  | Winter Only | [5 empty] | 18 | 1 |  |  |  | 0 | 0 | 0 | 1 | 0 | 0 | 0 | 0 | 0 | 0 | 0 | 0 | 2006 Qtr 1: 0; 2006 Qtr 2: 0; 2006 Qtr 3: 0; 2006 Qtr 4: 0; 2007 Qtr 1: 0; 2007 Qtr 2: 0; 2007 Qtr 3: 0; 2007 Qtr 4: 0; 2008 Qtr 1: 0; 2008 Qtr 2: 0; 2008 Qtr 3: 1; 2008 Qtr 4: 0 | 1
0 | 267010-Duct Sealing (Total Leakage Reduced from 40% of AHU flow to 12%) Resid SF CZ10 Vint04 | 0 | 10 | Residential | 01-ALC-AllCommercial-Cooling | 0 |  |  |  |  | 106.6516 | 170 | 0 | 0 | 0 | -63.3484 | 181.333 |  | kWh | 0.24097 | 10.7341 | Residential |  | Winter Only | [5 empty] | 18 | 1 |  |  |  | 0 | 0 | 0 | 1 | 0 | 0 | 0 | 0 | 0 | 0 | 0 | 0 | 2006 Qtr 1: 0; 2006 Qtr 2: 0; 2006 Qtr 3: 0; 2006 Qtr 4: 0; 2007 Qtr 1: 0; 2007 Qtr 2: 0; 2007 Qtr 3: 0; 2007 Qtr 4: 0; 2008 Qtr 1: 0; 2008 Qtr 2: 0; 2008 Qtr 3: 1; 2008 Qtr 4: 0 | 1
0 | 267009-Duct Sealing (Total Leakage Reduced from 40% of AHU flow to 12%) Resid SF CZ10 Vint03 | 0 | 10 | Residential | 01-ALC-AllCommercial-Cooling | 0 |  |  |  |  | 106.8757 | 150 | 0 | 0 | 0 | -43.1243 | 234.764 |  | kWh | 0.17708 | 21.4199 | Residential |  | Winter Only | [5 empty] | 18 | 1 |  |  |  | 0.5 | 0 | 0 | 1 | 0 | 0 | 0 | 0 | 0 | 0 | 0 | 0 | 2006 Qtr 1: 0; 2006 Qtr 2: 0; 2006 Qtr 3: 0; 2006 Qtr 4: 0; 2007 Qtr 1: 0; 2007 Qtr 2: 0; 2007 Qtr 3: 0; 2007 Qtr 4: 0; 2008 Qtr 1: 0; 2008 Qtr 2: 0; 2008 Qtr 3: 1; 2008 Qtr 4: 0 | 1
0 | 267010-Duct Sealing (Total Leakage Reduced from 40% of AHU flow to 12%) Resid SF CZ10 Vint04 | 0 | 10 | Residential | 01-ALC-AllCommercial-Cooling | 0 |  |  |  |  | 106.6516 | 190 | 0 | 0 | 0 | -83.3484 | 181.333 |  | kWh | 0.24097 | 10.7341 | Residential |  | Winter Only | [5 empty] | 18 | 1 |  |  |  | 0 | 0 | 0 | 1 | 0 | 0 | 0 | 0 | 0 | 0 | 0 | 0 | 2006 Qtr 1: 0; 2006 Qtr 2: 0; 2006 Qtr 3: 0; 2006 Qtr 4: 0; 2007 Qtr 1: 0; 2007 Qtr 2: 0; 2007 Qtr 3: 0; 2007 Qtr 4: 0; 2008 Qtr 1: 0; 2008 Qtr 2: 0; 2008 Qtr 3: 1; 2008 Qtr 4: 0 | 1
0 | 267009-Duct Sealing (Total Leakage Reduced from 40% of AHU flow to 12%) Resid SF CZ10 Vint03 | 0 | 10 | Residential | 01-ALC-AllCommercial-Cooling | 0 |  |  |  |  | 106.8757 | 125 | 0 | 0 | 0 | -18.1243 | 234.764 |  | kWh | 0.17708 | 21.4199 | Residential |  | Winter Only | [5 empty] | 18 | 1 |  |  |  | 0.5 | 0 | 0 | 2 | 0 | 0 | 0 | 0 | 0 | 0 | 0 | 0 | 2006 Qtr 1: 0; 2006 Qtr 2: 0; 2006 Qtr 3: 0; 2006 Qtr 4: 0; 2007 Qtr 1: 0; 2007 Qtr 2: 0; 2007 Qtr 3: 0; 2007 Qtr 4: 0; 2008 Qtr 1: 0; 2008 Qtr 2: 0; 2008 Qtr 3: 2; 2008 Qtr 4: 0 | 2
0 | 267009-Duct Sealing (Total Leakage Reduced from 40% of AHU flow to 12%) Resid SF CZ10 Vint03 | 0 | 10 | Residential | 01-ALC-AllCommercial-Cooling | 0 |  |  |  |  | 106.8757 | 147.5 | 0 | 0 | 0 | -40.6243 | 234.764 |  | kWh | 0.17708 | 21.4199 | Residential |  | Winter Only | [5 empty] | 18 | 1 |  |  |  | 0.5 | 0 | 0 | 2 | 0 | 0 | 0 | 0 | 0 | 0 | 0 | 0 | 2006 Qtr 1: 0; 2006 Qtr 2: 0; 2006 Qtr 3: 0; 2006 Qtr 4: 0; 2007 Qtr 1: 0; 2007 Qtr 2: 0; 2007 Qtr 3: 0; 2007 Qtr 4: 0; 2008 Qtr 1: 0; 2008 Qtr 2: 0; 2008 Qtr 3: 2; 2008 Qtr 4: 0 | 2
0 | 267009-Duct Sealing (Total Leakage Reduced from 40% of AHU flow to 12%) Resid SF CZ10 Vint03 | 0 | 10 | Residential | 01-ALC-AllCommercial-Cooling | 0 |  |  |  |  | 106.8757 | 147.5 | 0 | 0 | 0 | -40.6243 | 234.764 |  | kWh | 0.17708 | 21.4199 | Residential |  | Winter Only | [5 empty] | 18 | 1 |  |  |  | 0.5 | 0 | 0 | 2 | 0 | 0 | 0 | 0 | 0 | 0 | 0 | 0 | 2006 Qtr 1: 0; 2006 Qtr 2: 0; 2006 Qtr 3: 0; 2006 Qtr 4: 0; 2007 Qtr 1: 0; 2007 Qtr 2: 0; 2007 Qtr 3: 0; 2007 Qtr 4: 0; 2008 Qtr 1: 0; 2008 Qtr 2: 0; 2008 Qtr 3: 2; 2008 Qtr 4: 0 | 2
0 | 267010-Duct Sealing (Total Leakage Reduced from 40% of AHU flow to 12%) Resid SF CZ10 Vint04 | 0 | 10 | Residential | 01-ALC-AllCommercial-Cooling | 0 |  |  |  |  | 106.6516 | 195 | 0 | 0 | 0 | -88.3484 | 181.333 |  | kWh | 0.24097 | 10.7341 | Residential |  | Winter Only | [5 empty] | 18 | 1 |  |  |  | 0 | 0 | 0 | 1 | 0 | 0 | 0 | 0 | 0 | 0 | 0 | 0 | 2006 Qtr 1: 0; 2006 Qtr 2: 0; 2006 Qtr 3: 0; 2006 Qtr 4: 0; 2007 Qtr 1: 0; 2007 Qtr 2: 0; 2007 Qtr 3: 0; 2007 Qtr 4: 0; 2008 Qtr 1: 0; 2008 Qtr 2: 0; 2008 Qtr 3: 1; 2008 Qtr 4: 0 | 1
0 | 267012-Duct Sealing (Total Leakage Reduced from 40% of AHU flow to 12%) Resid SF CZ10 Vint01 | 0 | 10 | Residential | 01-ALC-AllCommercial-Cooling | 0 |  |  |  |  | 107.91 | 0 | 0 | 0 | 0 | 107.91 | 69.1958 |  | kWh | 0.16634 | 8.0058 | Residential |  | Winter Only | [5 empty] | 18 | 1 |  |  |  | 0 | 0 | 0 | 2 | 0 | 0 | 0 | 0 | 0 | 0 | 0 | 0 | 2006 Qtr 1: 0; 2006 Qtr 2: 0; 2006 Qtr 3: 0; 2006 Qtr 4: 0; 2007 Qtr 1: 0; 2007 Qtr 2: 0; 2007 Qtr 3: 0; 2007 Qtr 4: 0; 2008 Qtr 1: 0; 2008 Qtr 2: 0; 2008 Qtr 3: 2; 2008 Qtr 4: 0 | 2
0 | 267011-Duct Sealing (Total Leakage Reduced from 40% of AHU flow to 12%) Resid SF CZ10 Vint05 | 0 | 10 | Residential | 01-ALC-AllCommercial-Cooling | 0 |  |  |  |  | 104.189 | 0 | 0 | 0 | 0 | 104.189 | 120.757 |  | kWh | 0.19991 | 8.8173 | Residential |  | Winter Only | [5 empty] | 18 | 1 |  |  |  | 0 | 0 | 0 | 2 | 0 | 0 | 0 | 0 | 0 | 0 | 0 | 0 | 2006 Qtr 1: 0; 2006 Qtr 2: 0; 2006 Qtr 3: 0; 2006 Qtr 4: 0; 2007 Qtr 1: 0; 2007 Qtr 2: 0; 2007 Qtr 3: 0; 2007 Qtr 4: 0; 2008 Qtr 1: 0; 2008 Qtr 2: 0; 2008 Qtr 3: 2; 2008 Qtr 4: 0 | 2
0 | 267010-Duct Sealing (Total Leakage Reduced from 40% of AHU flow to 12%) Resid SF CZ10 Vint04 | 0 | 10 | Residential | 01-ALC-AllCommercial-Cooling | 0 |  |  |  |  | 106.6516 | 117.5 | 0 | 0 | 0 | -10.8484 | 181.333 |  | kWh | 0.24097 | 10.7341 | Residential |  | Winter Only | [5 empty] | 18 | 1 |  |  |  | 0 | 0 | 0 | 2 | 0 | 0 | 0 | 0 | 0 | 0 | 0 | 0 | 2006 Qtr 1: 0; 2006 Qtr 2: 0; 2006 Qtr 3: 0; 2006 Qtr 4: 0; 2007 Qtr 1: 0; 2007 Qtr 2: 0; 2007 Qtr 3: 0; 2007 Qtr 4: 0; 2008 Qtr 1: 0; 2008 Qtr 2: 0; 2008 Qtr 3: 2; 2008 Qtr 4: 0 | 2
0 | 267012-Duct Sealing (Total Leakage Reduced from 40% of AHU flow to 12%) Resid SF CZ10 Vint01 | 0 | 10 | Residential | 01-ALC-AllCommercial-Cooling | 0 |  |  |  |  | 107.91 | 0 | 0 | 0 | 0 | 107.91 | 69.1958 |  | kWh | 0.16634 | 8.0058 | Residential |  | Winter Only | [5 empty] | 18 | 1 |  |  |  | 0 | 0 | 0 | 2 | 0 | 0 | 0 | 0 | 0 | 0 | 0 | 0 | 2006 Qtr 1: 0; 2006 Qtr 2: 0; 2006 Qtr 3: 0; 2006 Qtr 4: 0; 2007 Qtr 1: 0; 2007 Qtr 2: 0; 2007 Qtr 3: 0; 2007 Qtr 4: 0; 2008 Qtr 1: 0; 2008 Qtr 2: 0; 2008 Qtr 3: 2; 2008 Qtr 4: 0 | 2
0 | 267010-Duct Sealing (Total Leakage Reduced from 40% of AHU flow to 12%) Resid SF CZ10 Vint04 | 0 | 10 | Residential | 01-ALC-AllCommercial-Cooling | 0 |  |  |  |  | 106.6516 | 105 | 0 | 0 | 0 | 1.6516 | 181.333 |  | kWh | 0.24097 | 10.7341 | Residential |  | Winter Only | [5 empty] | 18 | 1 |  |  |  | 0 | 0 | 0 | 2 | 0 | 0 | 0 | 0 | 0 | 0 | 0 | 0 | 2006 Qtr 1: 0; 2006 Qtr 2: 0; 2006 Qtr 3: 0; 2006 Qtr 4: 0; 2007 Qtr 1: 0; 2007 Qtr 2: 0; 2007 Qtr 3: 0; 2007 Qtr 4: 0; 2008 Qtr 1: 0; 2008 Qtr 2: 0; 2008 Qtr 3: 2; 2008 Qtr 4: 0 | 2
0 | 267010-Duct Sealing (Total Leakage Reduced from 40% of AHU flow to 12%) Resid SF CZ10 Vint04 | 0 | 10 | Residential | 01-ALC-AllCommercial-Cooling | 0 |  |  |  |  | 106.6516 | 180 | 0 | 0 | 0 | -73.3484 | 181.333 |  | kWh | 0.24097 | 10.7341 | Residential |  | Winter Only | [5 empty] | 18 | 1 |  |  |  | 0 | 0 | 0 | 1 | 0 | 0 | 0 | 0 | 0 | 0 | 0 | 0 | 2006 Qtr 1: 0; 2006 Qtr 2: 0; 2006 Qtr 3: 0; 2006 Qtr 4: 0; 2007 Qtr 1: 0; 2007 Qtr 2: 0; 2007 Qtr 3: 0; 2007 Qtr 4: 0; 2008 Qtr 1: 0; 2008 Qtr 2: 0; 2008 Qtr 3: 1; 2008 Qtr 4: 0 | 1
0 | 267010-Duct Sealing (Total Leakage Reduced from 40% of AHU flow to 12%) Resid SF CZ10 Vint04 | 0 | 10 | Residential | 01-ALC-AllCommercial-Cooling | 0 |  |  |  |  | 106.6516 | 105 | 0 | 0 | 0 | 1.6516 | 181.333 |  | kWh | 0.24097 | 10.7341 | Residential |  | Winter Only | [5 empty] | 18 | 1 |  |  |  | 0 | 0 | 0 | 2 | 0 | 0 | 0 | 0 | 0 | 0 | 0 | 0 | 2006 Qtr 1: 0; 2006 Qtr 2: 0; 2006 Qtr 3: 0; 2006 Qtr 4: 0; 2007 Qtr 1: 0; 2007 Qtr 2: 0; 2007 Qtr 3: 0; 2007 Qtr 4: 0; 2008 Qtr 1: 0; 2008 Qtr 2: 0; 2008 Qtr 3: 2; 2008 Qtr 4: 0 | 2
0 | 267009-Duct Sealing (Total Leakage Reduced from 40% of AHU flow to 12%) Resid SF CZ10 Vint03 | 0 | 10 | Residential | 01-ALC-AllCommercial-Cooling | 0 |  |  |  |  | 106.8757 | 180 | 0 | 0 | 0 | -73.1243 | 234.764 |  | kWh | 0.17708 | 21.4199 | Residential |  | Winter Only | [5 empty] | 18 | 1 |  |  |  | 0.5 | 0 | 0 | 1 | 0 | 0 | 0 | 0 | 0 | 0 | 0 | 0 | 2006 Qtr 1: 0; 2006 Qtr 2: 0; 2006 Qtr 3: 0; 2006 Qtr 4: 0; 2007 Qtr 1: 0; 2007 Qtr 2: 0; 2007 Qtr 3: 0; 2007 Qtr 4: 0; 2008 Qtr 1: 0; 2008 Qtr 2: 0; 2008 Qtr 3: 1; 2008 Qtr 4: 0 | 1
0 | 267011-Duct Sealing (Total Leakage Reduced from 40% of AHU flow to 12%) Resid SF CZ10 Vint05 | 0 | 10 | Residential | 01-ALC-AllCommercial-Cooling | 0 |  |  |  |  | 104.189 | 0 | 0 | 0 | 0 | 104.189 | 120.757 |  | kWh | 0.19991 | 8.8173 | Residential |  | Winter Only | [5 empty] | 18 | 1 |  |  |  | 0 | 0 | 0 | 1 | 0 | 0 | 0 | 0 | 0 | 0 | 0 | 0 | 2006 Qtr 1: 0; 2006 Qtr 2: 0; 2006 Qtr 3: 0; 2006 Qtr 4: 0; 2007 Qtr 1: 0; 2007 Qtr 2: 0; 2007 Qtr 3: 0; 2007 Qtr 4: 0; 2008 Qtr 1: 0; 2008 Qtr 2: 0; 2008 Qtr 3: 1; 2008 Qtr 4: 0 | 1
0 | 267010-Duct Sealing (Total Leakage Reduced from 40% of AHU flow to 12%) Resid SF CZ10 Vint04 | 0 | 10 | Residential | 01-ALC-AllCommercial-Cooling | 0 |  |  |  |  | 106.6516 | 100 | 0 | 0 | 0 | 6.6516 | 181.333 |  | kWh | 0.24097 | 10.7341 | Residential |  | Winter Only | [5 empty] | 18 | 1 |  |  |  | 0 | 0 | 0 | 2 | 0 | 0 | 0 | 0 | 0 | 0 | 0 | 0 | 2006 Qtr 1: 0; 2006 Qtr 2: 0; 2006 Qtr 3: 0; 2006 Qtr 4: 0; 2007 Qtr 1: 0; 2007 Qtr 2: 0; 2007 Qtr 3: 0; 2007 Qtr 4: 0; 2008 Qtr 1: 0; 2008 Qtr 2: 0; 2008 Qtr 3: 2; 2008 Qtr 4: 0 | 2
0 | 267009-Duct Sealing (Total Leakage Reduced from 40% of AHU flow to 12%) Resid SF CZ10 Vint03 | 0 | 10 | Residential | 01-ALC-AllCommercial-Cooling | 0 |  |  |  |  | 106.8757 | 103.05 | 0 | 0 | 0 | 3.8257 | 234.764 |  | kWh | 0.17708 | 21.4199 | Residential |  | Winter Only | [5 empty] | 18 | 1 |  |  |  | 0.5 | 0 | 0 | 2 | 0 | 0 | 0 | 0 | 0 | 0 | 0 | 0 | 2006 Qtr 1: 0; 2006 Qtr 2: 0; 2006 Qtr 3: 0; 2006 Qtr 4: 0; 2007 Qtr 1: 0; 2007 Qtr 2: 0; 2007 Qtr 3: 0; 2007 Qtr 4: 0; 2008 Qtr 1: 0; 2008 Qtr 2: 0; 2008 Qtr 3: 2; 2008 Qtr 4: 0 | 2
0 | 267009-Duct Sealing (Total Leakage Reduced from 40% of AHU flow to 12%) Resid SF CZ10 Vint03 | 0 | 10 | Residential | 01-ALC-AllCommercial-Cooling | 0 |  |  |  |  | 106.8757 | 115 | 0 | 0 | 0 | -8.1243 | 234.764 |  | kWh | 0.17708 | 21.4199 | Residential |  | Winter Only | [5 empty] | 18 | 1 |  |  |  | 0.5 | 0 | 0 | 1 | 0 | 0 | 0 | 0 | 0 | 0 | 0 | 0 | 2006 Qtr 1: 0; 2006 Qtr 2: 0; 2006 Qtr 3: 0; 2006 Qtr 4: 0; 2007 Qtr 1: 0; 2007 Qtr 2: 0; 2007 Qtr 3: 0; 2007 Qtr 4: 0; 2008 Qtr 1: 0; 2008 Qtr 2: 0; 2008 Qtr 3: 1; 2008 Qtr 4: 0 | 1
0 | 267009-Duct Sealing (Total Leakage Reduced from 40% of AHU flow to 12%) Resid SF CZ10 Vint03 | 0 | 10 | Residential | 01-ALC-AllCommercial-Cooling | 0 |  |  |  |  | 106.8757 | 140 | 0 | 0 | 0 | -33.1243 | 234.764 |  | kWh | 0.17708 | 21.4199 | Residential |  | Winter Only | [5 empty] | 18 | 1 |  |  |  | 0.5 | 0 | 0 | 1 | 0 | 0 | 0 | 0 | 0 | 0 | 0 | 0 | 2006 Qtr 1: 0; 2006 Qtr 2: 0; 2006 Qtr 3: 0; 2006 Qtr 4: 0; 2007 Qtr 1: 0; 2007 Qtr 2: 0; 2007 Qtr 3: 0; 2007 Qtr 4: 0; 2008 Qtr 1: 0; 2008 Qtr 2: 0; 2008 Qtr 3: 1; 2008 Qtr 4: 0 | 1
0 | 267011-Duct Sealing (Total Leakage Reduced from 40% of AHU flow to 12%) Resid SF CZ10 Vint05 | 0 | 10 | Residential | 01-ALC-AllCommercial-Cooling | 0 |  |  |  |  | 104.189 | 0 | 0 | 0 | 0 | 104.189 | 120.757 |  | kWh | 0.19991 | 8.8173 | Residential |  | Winter Only | [5 empty] | 18 | 1 |  |  |  | 0 | 0 | 0 | 1 | 0 | 0 | 0 | 0 | 0 | 0 | 0 | 0 | 2006 Qtr 1: 0; 2006 Qtr 2: 0; 2006 Qtr 3: 0; 2006 Qtr 4: 0; 2007 Qtr 1: 0; 2007 Qtr 2: 0; 2007 Qtr 3: 0; 2007 Qtr 4: 0; 2008 Qtr 1: 0; 2008 Qtr 2: 0; 2008 Qtr 3: 1; 2008 Qtr 4: 0 | 1
0 | 267010-Duct Sealing (Total Leakage Reduced from 40% of AHU flow to 12%) Resid SF CZ10 Vint04 | 0 | 10 | Residential | 01-ALC-AllCommercial-Cooling | 0 |  |  |  |  | 106.6516 | 180 | 0 | 0 | 0 | -73.3484 | 181.333 |  | kWh | 0.24097 | 10.7341 | Residential |  | Winter Only | [5 empty] | 18 | 1 |  |  |  | 0 | 0 | 0 | 1 | 0 | 0 | 0 | 0 | 0 | 0 | 0 | 0 | 2006 Qtr 1: 0; 2006 Qtr 2: 0; 2006 Qtr 3: 0; 2006 Qtr 4: 0; 2007 Qtr 1: 0; 2007 Qtr 2: 0; 2007 Qtr 3: 0; 2007 Qtr 4: 0; 2008 Qtr 1: 0; 2008 Qtr 2: 0; 2008 Qtr 3: 1; 2008 Qtr 4: 0 | 1
0 | 267010-Duct Sealing (Total Leakage Reduced from 40% of AHU flow to 12%) Resid SF CZ10 Vint04 | 0 | 10 | Residential | 01-ALC-AllCommercial-Cooling | 0 |  |  |  |  | 106.6516 | 160 | 0 | 0 | 0 | -53.3484 | 181.333 |  | kWh | 0.24097 | 10.7341 | Residential |  | Winter Only | [5 empty] | 18 | 1 |  |  |  | 0 | 0 | 0 | 1 | 0 | 0 | 0 | 0 | 0 | 0 | 0 | 0 | 2006 Qtr 1: 0; 2006 Qtr 2: 0; 2006 Qtr 3: 0; 2006 Qtr 4: 0; 2007 Qtr 1: 0; 2007 Qtr 2: 0; 2007 Qtr 3: 0; 2007 Qtr 4: 0; 2008 Qtr 1: 0; 2008 Qtr 2: 0; 2008 Qtr 3: 1; 2008 Qtr 4: 0 | 1
0 | 267010-Duct Sealing (Total Leakage Reduced from 40% of AHU flow to 12%) Resid SF CZ10 Vint04 | 0 | 10 | Residential | 01-ALC-AllCommercial-Cooling | 0 |  |  |  |  | 106.6516 | 130 | 0 | 0 | 0 | -23.3484 | 181.333 |  | kWh | 0.24097 | 10.7341 | Residential |  | Winter Only | [5 empty] | 18 | 1 |  |  |  | 0 | 0 | 0 | 1 | 0 | 0 | 0 | 0 | 0 | 0 | 0 | 0 | 2006 Qtr 1: 0; 2006 Qtr 2: 0; 2006 Qtr 3: 0; 2006 Qtr 4: 0; 2007 Qtr 1: 0; 2007 Qtr 2: 0; 2007 Qtr 3: 0; 2007 Qtr 4: 0; 2008 Qtr 1: 0; 2008 Qtr 2: 0; 2008 Qtr 3: 1; 2008 Qtr 4: 0 | 1
0 | 267010-Duct Sealing (Total Leakage Reduced from 40% of AHU flow to 12%) Resid SF CZ10 Vint04 | 0 | 10 | Residential | 01-ALC-AllCommercial-Cooling | 0 |  |  |  |  | 106.6516 | 111.6667 | 0 | 0 | 0 | -5.0151 | 181.333 |  | kWh | 0.24097 | 10.7341 | Residential |  | Winter Only | [5 empty] | 18 | 1 |  |  |  | 0 | 0 | 0 | 3 | 0 | 0 | 0 | 0 | 0 | 0 | 0 | 0 | 2006 Qtr 1: 0; 2006 Qtr 2: 0; 2006 Qtr 3: 0; 2006 Qtr 4: 0; 2007 Qtr 1: 0; 2007 Qtr 2: 0; 2007 Qtr 3: 0; 2007 Qtr 4: 0; 2008 Qtr 1: 0; 2008 Qtr 2: 0; 2008 Qtr 3: 3; 2008 Qtr 4: 0 | 3
0 | 267009-Duct Sealing (Total Leakage Reduced from 40% of AHU flow to 12%) Resid SF CZ10 Vint03 | 0 | 10 | Residential | 01-ALC-AllCommercial-Cooling | 0 |  |  |  |  | 106.8757 | 155 | 0 | 0 | 0 | -48.1243 | 234.764 |  | kWh | 0.17708 | 21.4199 | Residential |  | Winter Only | [5 empty] | 18 | 1 |  |  |  | 0.5 | 0 | 0 | 1 | 0 | 0 | 0 | 0 | 0 | 0 | 0 | 0 | 2006 Qtr 1: 0; 2006 Qtr 2: 0; 2006 Qtr 3: 0; 2006 Qtr 4: 0; 2007 Qtr 1: 0; 2007 Qtr 2: 0; 2007 Qtr 3: 0; 2007 Qtr 4: 0; 2008 Qtr 1: 0; 2008 Qtr 2: 0; 2008 Qtr 3: 1; 2008 Qtr 4: 0 | 1
0 | 267010-Duct Sealing (Total Leakage Reduced from 40% of AHU flow to 12%) Resid SF CZ10 Vint04 | 0 | 10 | Residential | 01-ALC-AllCommercial-Cooling | 0 |  |  |  |  | 106.6516 | 150 | 0 | 0 | 0 | -43.3484 | 181.333 |  | kWh | 0.24097 | 10.7341 | Residential |  | Winter Only | [5 empty] | 18 | 1 |  |  |  | 0 | 0 | 0 | 1 | 0 | 0 | 0 | 0 | 0 | 0 | 0 | 0 | 2006 Qtr 1: 0; 2006 Qtr 2: 0; 2006 Qtr 3: 0; 2006 Qtr 4: 0; 2007 Qtr 1: 0; 2007 Qtr 2: 0; 2007 Qtr 3: 0; 2007 Qtr 4: 0; 2008 Qtr 1: 0; 2008 Qtr 2: 0; 2008 Qtr 3: 1; 2008 Qtr 4: 0 | 1
0 | 267009-Duct Sealing (Total Leakage Reduced from 40% of AHU flow to 12%) Resid SF CZ10 Vint03 | 0 | 10 | Residential | 01-ALC-AllCommercial-Cooling | 0 |  |  |  |  | 106.8757 | 170 | 0 | 0 | 0 | -63.1243 | 234.764 |  | kWh | 0.17708 | 21.4199 | Residential |  | Winter Only | [5 empty] | 18 | 1 |  |  |  | 0.5 | 0 | 0 | 1 | 0 | 0 | 0 | 0 | 0 | 0 | 0 | 0 | 2006 Qtr 1: 0; 2006 Qtr 2: 0; 2006 Qtr 3: 0; 2006 Qtr 4: 0; 2007 Qtr 1: 0; 2007 Qtr 2: 0; 2007 Qtr 3: 0; 2007 Qtr 4: 0; 2008 Qtr 1: 0; 2008 Qtr 2: 0; 2008 Qtr 3: 1; 2008 Qtr 4: 0 | 1
0 | 267009-Duct Sealing (Total Leakage Reduced from 40% of AHU flow to 12%) Resid SF CZ10 Vint03 | 0 | 10 | Residential | 01-ALC-AllCommercial-Cooling | 0 |  |  |  |  | 106.8757 | 140 | 0 | 0 | 0 | -33.1243 | 234.764 |  | kWh | 0.17708 | 21.4199 | Residential |  | Winter Only | [5 empty] | 18 | 1 |  |  |  | 0.5 | 0 | 0 | 1 | 0 | 0 | 0 | 0 | 0 | 0 | 0 | 0 | 2006 Qtr 1: 0; 2006 Qtr 2: 0; 2006 Qtr 3: 0; 2006 Qtr 4: 0; 2007 Qtr 1: 0; 2007 Qtr 2: 0; 2007 Qtr 3: 0; 2007 Qtr 4: 0; 2008 Qtr 1: 0; 2008 Qtr 2: 0; 2008 Qtr 3: 1; 2008 Qtr 4: 0 | 1
0 | 267011-Duct Sealing (Total Leakage Reduced from 40% of AHU flow to 12%) Resid SF CZ10 Vint05 | 0 | 10 | Residential | 01-ALC-AllCommercial-Cooling | 0 |  |  |  |  | 104.189 | 0 | 0 | 0 | 0 | 104.189 | 120.757 |  | kWh | 0.19991 | 8.8173 | Residential |  | Winter Only | [5 empty] | 18 | 1 |  |  |  | 0 | 0 | 0 | 1 | 0 | 0 | 0 | 0 | 0 | 0 | 0 | 0 | 2006 Qtr 1: 0; 2006 Qtr 2: 0; 2006 Qtr 3: 0; 2006 Qtr 4: 0; 2007 Qtr 1: 0; 2007 Qtr 2: 0; 2007 Qtr 3: 0; 2007 Qtr 4: 0; 2008 Qtr 1: 0; 2008 Qtr 2: 0; 2008 Qtr 3: 1; 2008 Qtr 4: 0 | 1
0 | 267010-Duct Sealing (Total Leakage Reduced from 40% of AHU flow to 12%) Resid SF CZ10 Vint04 | 0 | 10 | Residential | 01-ALC-AllCommercial-Cooling | 0 |  |  |  |  | 106.6516 | 187.8 | 0 | 0 | 0 | -81.1484 | 181.333 |  | kWh | 0.24097 | 10.7341 | Residential |  | Winter Only | [5 empty] | 18 | 1 |  |  |  | 0 | 0 | 0 | 1 | 0 | 0 | 0 | 0 | 0 | 0 | 0 | 0 | 2006 Qtr 1: 0; 2006 Qtr 2: 0; 2006 Qtr 3: 0; 2006 Qtr 4: 0; 2007 Qtr 1: 0; 2007 Qtr 2: 0; 2007 Qtr 3: 0; 2007 Qtr 4: 0; 2008 Qtr 1: 0; 2008 Qtr 2: 0; 2008 Qtr 3: 1; 2008 Qtr 4: 0 | 1
0 | 267011-Duct Sealing (Total Leakage Reduced from 40% of AHU flow to 12%) Resid SF CZ10 Vint05 | 0 | 10 | Residential | 01-ALC-AllCommercial-Cooling | 0 |  |  |  |  | 104.189 | 0 | 0 | 0 | 0 | 104.189 | 120.757 |  | kWh | 0.19991 | 8.8173 | Residential |  | Winter Only | [5 empty] | 18 | 1 |  |  |  | 0 | 0 | 0 | 3 | 0 | 0 | 0 | 0 | 0 | 0 | 0 | 0 | 2006 Qtr 1: 0; 2006 Qtr 2: 0; 2006 Qtr 3: 0; 2006 Qtr 4: 0; 2007 Qtr 1: 0; 2007 Qtr 2: 0; 2007 Qtr 3: 0; 2007 Qtr 4: 0; 2008 Qtr 1: 0; 2008 Qtr 2: 0; 2008 Qtr 3: 3; 2008 Qtr 4: 0 | 3
0 | 267010-Duct Sealing (Total Leakage Reduced from 40% of AHU flow to 12%) Resid SF CZ10 Vint04 | 0 | 10 | Residential | 01-ALC-AllCommercial-Cooling | 0 |  |  |  |  | 106.6516 | 150 | 0 | 0 | 0 | -43.3484 | 181.333 |  | kWh | 0.24097 | 10.7341 | Residential |  | Winter Only | [5 empty] | 18 | 1 |  |  |  | 0 | 0 | 0 | 1 | 0 | 0 | 0 | 0 | 0 | 0 | 0 | 0 | 2006 Qtr 1: 0; 2006 Qtr 2: 0; 2006 Qtr 3: 0; 2006 Qtr 4: 0; 2007 Qtr 1: 0; 2007 Qtr 2: 0; 2007 Qtr 3: 0; 2007 Qtr 4: 0; 2008 Qtr 1: 0; 2008 Qtr 2: 0; 2008 Qtr 3: 1; 2008 Qtr 4: 0 | 1
0 | 267010-Duct Sealing (Total Leakage Reduced from 40% of AHU flow to 12%) Resid SF CZ10 Vint04 | 0 | 10 | Residential | 01-ALC-AllCommercial-Cooling | 0 |  |  |  |  | 106.6516 | 170 | 0 | 0 | 0 | -63.3484 | 181.333 |  | kWh | 0.24097 | 10.7341 | Residential |  | Winter Only | [5 empty] | 18 | 1 |  |  |  | 0 | 0 | 0 | 1 | 0 | 0 | 0 | 0 | 0 | 0 | 0 | 0 | 2006 Qtr 1: 0; 2006 Qtr 2: 0; 2006 Qtr 3: 0; 2006 Qtr 4: 0; 2007 Qtr 1: 0; 2007 Qtr 2: 0; 2007 Qtr 3: 0; 2007 Qtr 4: 0; 2008 Qtr 1: 0; 2008 Qtr 2: 0; 2008 Qtr 3: 1; 2008 Qtr 4: 0 | 1
0 | 267009-Duct Sealing (Total Leakage Reduced from 40% of AHU flow to 12%) Resid SF CZ10 Vint03 | 0 | 10 | Residential | 01-ALC-AllCommercial-Cooling | 0 |  |  |  |  | 106.8757 | 130 | 0 | 0 | 0 | -23.1243 | 234.764 |  | kWh | 0.17708 | 21.4199 | Residential |  | Winter Only | [5 empty] | 18 | 1 |  |  |  | 0.5 | 0 | 0 | 1 | 0 | 0 | 0 | 0 | 0 | 0 | 0 | 0 | 2006 Qtr 1: 0; 2006 Qtr 2: 0; 2006 Qtr 3: 0; 2006 Qtr 4: 0; 2007 Qtr 1: 0; 2007 Qtr 2: 0; 2007 Qtr 3: 0; 2007 Qtr 4: 0; 2008 Qtr 1: 0; 2008 Qtr 2: 0; 2008 Qtr 3: 1; 2008 Qtr 4: 0 | 1
0 | 267011-Duct Sealing (Total Leakage Reduced from 40% of AHU flow to 12%) Resid SF CZ10 Vint05 | 0 | 10 | Residential | 01-ALC-AllCommercial-Cooling | 0 |  |  |  |  | 104.189 | 0 | 0 | 0 | 0 | 104.189 | 120.757 |  | kWh | 0.19991 | 8.8173 | Residential |  | Winter Only | [5 empty] | 18 | 1 |  |  |  | 0 | 0 | 0 | 1 | 0 | 0 | 0 | 0 | 0 | 0 | 0 | 0 | 2006 Qtr 1: 0; 2006 Qtr 2: 0; 2006 Qtr 3: 0; 2006 Qtr 4: 0; 2007 Qtr 1: 0; 2007 Qtr 2: 0; 2007 Qtr 3: 0; 2007 Qtr 4: 0; 2008 Qtr 1: 0; 2008 Qtr 2: 0; 2008 Qtr 3: 1; 2008 Qtr 4: 0 | 1
0 | 267011-Duct Sealing (Total Leakage Reduced from 40% of AHU flow to 12%) Resid SF CZ10 Vint05 | 0 | 10 | Residential | 01-ALC-AllCommercial-Cooling | 0 |  |  |  |  | 104.189 | 0 | 0 | 0 | 0 | 104.189 | 0 |  | kWh | 0 | 0 | Residential |  | Winter Only | [5 empty] | 18 | 1 |  |  |  | 0 | 0 | 0 | 1 | 0 | 0 | 0 | 0 | 0 | 0 | 0 | 0 | 2006 Qtr 1: 0; 2006 Qtr 2: 0; 2006 Qtr 3: 0; 2006 Qtr 4: 0; 2007 Qtr 1: 0; 2007 Qtr 2: 0; 2007 Qtr 3: 0; 2007 Qtr 4: 0; 2008 Qtr 1: 0; 2008 Qtr 2: 0; 2008 Qtr 3: 1; 2008 Qtr 4: 0 | 1
0 | 267009-Duct Sealing (Total Leakage Reduced from 40% of AHU flow to 12%) Resid SF CZ10 Vint03 | 0 | 10 | Residential | 01-ALC-AllCommercial-Cooling | 0 |  |  |  |  | 106.8757 | 165 | 0 | 0 | 0 | -58.1243 | 234.764 |  | kWh | 0.17708 | 21.4199 | Residential |  | Winter Only | [5 empty] | 18 | 1 |  |  |  | 0.5 | 0 | 0 | 1 | 0 | 0 | 0 | 0 | 0 | 0 | 0 | 0 | 2006 Qtr 1: 0; 2006 Qtr 2: 0; 2006 Qtr 3: 0; 2006 Qtr 4: 0; 2007 Qtr 1: 0; 2007 Qtr 2: 0; 2007 Qtr 3: 0; 2007 Qtr 4: 0; 2008 Qtr 1: 0; 2008 Qtr 2: 0; 2008 Qtr 3: 1; 2008 Qtr 4: 0 | 1
0 | 267011-Duct Sealing (Total Leakage Reduced from 40% of AHU flow to 12%) Resid SF CZ10 Vint05 | 0 | 10 | Residential | 01-ALC-AllCommercial-Cooling | 0 |  |  |  |  | 104.189 | 0 | 0 | 0 | 0 | 104.189 | 120.757 |  | kWh | 0.19991 | 8.8173 | Residential |  | Winter Only | [5 empty] | 18 | 1 |  |  |  | 0 | 0 | 0 | 1 | 0 | 0 | 0 | 0 | 0 | 0 | 0 | 0 | 2006 Qtr 1: 0; 2006 Qtr 2: 0; 2006 Qtr 3: 0; 2006 Qtr 4: 0; 2007 Qtr 1: 0; 2007 Qtr 2: 0; 2007 Qtr 3: 0; 2007 Qtr 4: 0; 2008 Qtr 1: 0; 2008 Qtr 2: 0; 2008 Qtr 3: 1; 2008 Qtr 4: 0 | 1
0 | 267010-Duct Sealing (Total Leakage Reduced from 40% of AHU flow to 12%) Resid SF CZ10 Vint04 | 0 | 10 | Residential | 01-ALC-AllCommercial-Cooling | 0 |  |  |  |  | 106.6516 | 180 | 0 | 0 | 0 | -73.3484 | 181.333 |  | kWh | 0.24097 | 10.7341 | Residential |  | Winter Only | [5 empty] | 18 | 1 |  |  |  | 0 | 0 | 0 | 1 | 0 | 0 | 0 | 0 | 0 | 0 | 0 | 0 | 2006 Qtr 1: 0; 2006 Qtr 2: 0; 2006 Qtr 3: 0; 2006 Qtr 4: 0; 2007 Qtr 1: 0; 2007 Qtr 2: 0; 2007 Qtr 3: 0; 2007 Qtr 4: 0; 2008 Qtr 1: 0; 2008 Qtr 2: 0; 2008 Qtr 3: 1; 2008 Qtr 4: 0 | 1
0 | 267010-Duct Sealing (Total Leakage Reduced from 40% of AHU flow to 12%) Resid SF CZ10 Vint04 | 0 | 10 | Residential | 01-ALC-AllCommercial-Cooling | 0 |  |  |  |  | 106.6516 | 130 | 0 | 0 | 0 | -23.3484 | 181.333 |  | kWh | 0.24097 | 10.7341 | Residential |  | Winter Only | [5 empty] | 18 | 1 |  |  |  | 0 | 0 | 0 | 1 | 0 | 0 | 0 | 0 | 0 | 0 | 0 | 0 | 2006 Qtr 1: 0; 2006 Qtr 2: 0; 2006 Qtr 3: 0; 2006 Qtr 4: 0; 2007 Qtr 1: 0; 2007 Qtr 2: 0; 2007 Qtr 3: 0; 2007 Qtr 4: 0; 2008 Qtr 1: 0; 2008 Qtr 2: 0; 2008 Qtr 3: 1; 2008 Qtr 4: 0 | 1
0 | 267009-Duct Sealing (Total Leakage Reduced from 40% of AHU flow to 12%) Resid SF CZ10 Vint03 | 0 | 10 | Residential | 01-ALC-AllCommercial-Cooling | 0 |  |  |  |  | 106.8757 | 154 | 0 | 0 | 0 | -47.1243 | 234.764 |  | kWh | 0.17708 | 21.4199 | Residential |  | Winter Only | [5 empty] | 18 | 1 |  |  |  | 0.5 | 0 | 0 | 1 | 0 | 0 | 0 | 0 | 0 | 0 | 0 | 0 | 2006 Qtr 1: 0; 2006 Qtr 2: 0; 2006 Qtr 3: 0; 2006 Qtr 4: 0; 2007 Qtr 1: 0; 2007 Qtr 2: 0; 2007 Qtr 3: 0; 2007 Qtr 4: 0; 2008 Qtr 1: 0; 2008 Qtr 2: 0; 2008 Qtr 3: 1; 2008 Qtr 4: 0 | 1
0 | 267009-Duct Sealing (Total Leakage Reduced from 40% of AHU flow to 12%) Resid SF CZ10 Vint03 | 0 | 10 | Residential | 01-ALC-AllCommercial-Cooling | 0 |  |  |  |  | 106.8757 | 135 | 0 | 0 | 0 | -28.1243 | 234.764 |  | kWh | 0.17708 | 21.4199 | Residential |  | Winter Only | [5 empty] | 18 | 1 |  |  |  | 0.5 | 0 | 0 | 1 | 0 | 0 | 0 | 0 | 0 | 0 | 0 | 0 | 2006 Qtr 1: 0; 2006 Qtr 2: 0; 2006 Qtr 3: 0; 2006 Qtr 4: 0; 2007 Qtr 1: 0; 2007 Qtr 2: 0; 2007 Qtr 3: 0; 2007 Qtr 4: 0; 2008 Qtr 1: 0; 2008 Qtr 2: 0; 2008 Qtr 3: 1; 2008 Qtr 4: 0 | 1
0 | 267010-Duct Sealing (Total Leakage Reduced from 40% of AHU flow to 12%) Resid SF CZ10 Vint04 | 0 | 10 | Residential | 01-ALC-AllCommercial-Cooling | 0 |  |  |  |  | 106.6516 | 11 | 0 | 0 | 0 | 95.6516 | 0 |  | kWh | 0 | 0 | Residential |  | Winter Only | [5 empty] | 18 | 1 |  |  |  | 0 | 0 | 0 | 1 | 0 | 0 | 0 | 0 | 0 | 0 | 0 | 0 | 2006 Qtr 1: 0; 2006 Qtr 2: 0; 2006 Qtr 3: 0; 2006 Qtr 4: 0; 2007 Qtr 1: 0; 2007 Qtr 2: 0; 2007 Qtr 3: 0; 2007 Qtr 4: 0; 2008 Qtr 1: 0; 2008 Qtr 2: 0; 2008 Qtr 3: 1; 2008 Qtr 4: 0 | 1
0 | 267010-Duct Sealing (Total Leakage Reduced from 40% of AHU flow to 12%) Resid SF CZ10 Vint04 | 0 | 10 | Residential | 01-ALC-AllCommercial-Cooling | 0 |  |  |  |  | 106.6516 | 150 | 0 | 0 | 0 | -43.3484 | 181.333 |  | kWh | 0.24097 | 10.7341 | Residential |  | Winter Only | [5 empty] | 18 | 1 |  |  |  | 0 | 0 | 0 | 1 | 0 | 0 | 0 | 0 | 0 | 0 | 0 | 0 | 2006 Qtr 1: 0; 2006 Qtr 2: 0; 2006 Qtr 3: 0; 2006 Qtr 4: 0; 2007 Qtr 1: 0; 2007 Qtr 2: 0; 2007 Qtr 3: 0; 2007 Qtr 4: 0; 2008 Qtr 1: 0; 2008 Qtr 2: 0; 2008 Qtr 3: 1; 2008 Qtr 4: 0 | 1
0 | 267009-Duct Sealing (Total Leakage Reduced from 40% of AHU flow to 12%) Resid SF CZ10 Vint03 | 0 | 10 | Residential | 01-ALC-AllCommercial-Cooling | 0 |  |  |  |  | 106.8757 | 180 | 0 | 0 | 0 | -73.1243 | 234.764 |  | kWh | 0.17708 | 21.4199 | Residential |  | Winter Only | [5 empty] | 18 | 1 |  |  |  | 0.5 | 0 | 0 | 1 | 0 | 0 | 0 | 0 | 0 | 0 | 0 | 0 | 2006 Qtr 1: 0; 2006 Qtr 2: 0; 2006 Qtr 3: 0; 2006 Qtr 4: 0; 2007 Qtr 1: 0; 2007 Qtr 2: 0; 2007 Qtr 3: 0; 2007 Qtr 4: 0; 2008 Qtr 1: 0; 2008 Qtr 2: 0; 2008 Qtr 3: 1; 2008 Qtr 4: 0 | 1
0 | 267011-Duct Sealing (Total Leakage Reduced from 40% of AHU flow to 12%) Resid SF CZ10 Vint05 | 0 | 10 | Residential | 01-ALC-AllCommercial-Cooling | 0 |  |  |  |  | 104.189 | 0 | 0 | 0 | 0 | 104.189 | 120.757 |  | kWh | 0.19991 | 8.8173 | Residential |  | Winter Only | [5 empty] | 18 | 1 |  |  |  | 0 | 0 | 0 | 2 | 0 | 0 | 0 | 0 | 0 | 0 | 0 | 0 | 2006 Qtr 1: 0; 2006 Qtr 2: 0; 2006 Qtr 3: 0; 2006 Qtr 4: 0; 2007 Qtr 1: 0; 2007 Qtr 2: 0; 2007 Qtr 3: 0; 2007 Qtr 4: 0; 2008 Qtr 1: 0; 2008 Qtr 2: 0; 2008 Qtr 3: 2; 2008 Qtr 4: 0 | 2
0 | 267010-Duct Sealing (Total Leakage Reduced from 40% of AHU flow to 12%) Resid SF CZ10 Vint04 | 0 | 10 | Residential | 01-ALC-AllCommercial-Cooling | 0 |  |  |  |  | 106.6516 | 145 | 0 | 0 | 0 | -38.3484 | 181.333 |  | kWh | 0.24097 | 10.7341 | Residential |  | Winter Only | [5 empty] | 18 | 1 |  |  |  | 0 | 0 | 0 | 1 | 0 | 0 | 0 | 0 | 0 | 0 | 0 | 0 | 2006 Qtr 1: 0; 2006 Qtr 2: 0; 2006 Qtr 3: 0; 2006 Qtr 4: 0; 2007 Qtr 1: 0; 2007 Qtr 2: 0; 2007 Qtr 3: 0; 2007 Qtr 4: 0; 2008 Qtr 1: 0; 2008 Qtr 2: 0; 2008 Qtr 3: 1; 2008 Qtr 4: 0 | 1
0 | 267009-Duct Sealing (Total Leakage Reduced from 40% of AHU flow to 12%) Resid SF CZ10 Vint03 | 0 | 10 | Residential | 01-ALC-AllCommercial-Cooling | 0 |  |  |  |  | 106.8757 | 170 | 0 | 0 | 0 | -63.1243 | 234.764 |  | kWh | 0.17708 | 21.4199 | Residential |  | Winter Only | [5 empty] | 18 | 1 |  |  |  | 0.5 | 0 | 0 | 1 | 0 | 0 | 0 | 0 | 0 | 0 | 0 | 0 | 2006 Qtr 1: 0; 2006 Qtr 2: 0; 2006 Qtr 3: 0; 2006 Qtr 4: 0; 2007 Qtr 1: 0; 2007 Qtr 2: 0; 2007 Qtr 3: 0; 2007 Qtr 4: 0; 2008 Qtr 1: 0; 2008 Qtr 2: 0; 2008 Qtr 3: 1; 2008 Qtr 4: 0 | 1
0 | 267010-Duct Sealing (Total Leakage Reduced from 40% of AHU flow to 12%) Resid SF CZ10 Vint04 | 0 | 10 | Residential | 01-ALC-AllCommercial-Cooling | 0 |  |  |  |  | 106.6516 | 185.3 | 0 | 0 | 0 | -78.6484 | 181.333 |  | kWh | 0.24097 | 10.7341 | Residential |  | Winter Only | [5 empty] | 18 | 1 |  |  |  | 0 | 0 | 0 | 1 | 0 | 0 | 0 | 0 | 0 | 0 | 0 | 0 | 2006 Qtr 1: 0; 2006 Qtr 2: 0; 2006 Qtr 3: 0; 2006 Qtr 4: 0; 2007 Qtr 1: 0; 2007 Qtr 2: 0; 2007 Qtr 3: 0; 2007 Qtr 4: 0; 2008 Qtr 1: 0; 2008 Qtr 2: 0; 2008 Qtr 3: 1; 2008 Qtr 4: 0 | 1
0 | 267009-Duct Sealing (Total Leakage Reduced from 40% of AHU flow to 12%) Resid SF CZ10 Vint03 | 0 | 10 | Residential | 01-ALC-AllCommercial-Cooling | 0 |  |  |  |  | 106.8757 | 120 | 0 | 0 | 0 | -13.1243 | 234.764 |  | kWh | 0.17708 | 21.4199 | Residential |  | Winter Only | [5 empty] | 18 | 1 |  |  |  | 0.5 | 0 | 0 | 1 | 0 | 0 | 0 | 0 | 0 | 0 | 0 | 0 | 2006 Qtr 1: 0; 2006 Qtr 2: 0; 2006 Qtr 3: 0; 2006 Qtr 4: 0; 2007 Qtr 1: 0; 2007 Qtr 2: 0; 2007 Qtr 3: 0; 2007 Qtr 4: 0; 2008 Qtr 1: 0; 2008 Qtr 2: 0; 2008 Qtr 3: 1; 2008 Qtr 4: 0 | 1
0 | 267011-Duct Sealing (Total Leakage Reduced from 40% of AHU flow to 12%) Resid SF CZ10 Vint05 | 0 | 10 | Residential | 01-ALC-AllCommercial-Cooling | 0 |  |  |  |  | 104.189 | 0 | 0 | 0 | 0 | 104.189 | 120.757 |  | kWh | 0.19991 | 8.8173 | Residential |  | Winter Only | [5 empty] | 18 | 1 |  |  |  | 0 | 0 | 0 | 1 | 0 | 0 | 0 | 0 | 0 | 0 | 0 | 0 | 2006 Qtr 1: 0; 2006 Qtr 2: 0; 2006 Qtr 3: 0; 2006 Qtr 4: 0; 2007 Qtr 1: 0; 2007 Qtr 2: 0; 2007 Qtr 3: 0; 2007 Qtr 4: 0; 2008 Qtr 1: 0; 2008 Qtr 2: 0; 2008 Qtr 3: 1; 2008 Qtr 4: 0 | 1
0 | 267009-Duct Sealing (Total Leakage Reduced from 40% of AHU flow to 12%) Resid SF CZ10 Vint03 | 0 | 10 | Residential | 01-ALC-AllCommercial-Cooling | 0 |  |  |  |  | 106.8757 | 120 | 0 | 0 | 0 | -13.1243 | 234.764 |  | kWh | 0.17708 | 21.4199 | Residential |  | Winter Only | [5 empty] | 18 | 1 |  |  |  | 0.5 | 0 | 0 | 1 | 0 | 0 | 0 | 0 | 0 | 0 | 0 | 0 | 2006 Qtr 1: 0; 2006 Qtr 2: 0; 2006 Qtr 3: 0; 2006 Qtr 4: 0; 2007 Qtr 1: 0; 2007 Qtr 2: 0; 2007 Qtr 3: 0; 2007 Qtr 4: 0; 2008 Qtr 1: 0; 2008 Qtr 2: 0; 2008 Qtr 3: 1; 2008 Qtr 4: 0 | 1
0 | 267010-Duct Sealing (Total Leakage Reduced from 40% of AHU flow to 12%) Resid SF CZ10 Vint04 | 0 | 10 | Residential | 01-ALC-AllCommercial-Cooling | 0 |  |  |  |  | 106.6516 | 184.3 | 0 | 0 | 0 | -77.6484 | 181.333 |  | kWh | 0.24097 | 10.7341 | Residential |  | Winter Only | [5 empty] | 18 | 1 |  |  |  | 0 | 0 | 0 | 1 | 0 | 0 | 0 | 0 | 0 | 0 | 0 | 0 | 2006 Qtr 1: 0; 2006 Qtr 2: 0; 2006 Qtr 3: 0; 2006 Qtr 4: 0; 2007 Qtr 1: 0; 2007 Qtr 2: 0; 2007 Qtr 3: 0; 2007 Qtr 4: 0; 2008 Qtr 1: 0; 2008 Qtr 2: 0; 2008 Qtr 3: 1; 2008 Qtr 4: 0 | 1
0 | 267009-Duct Sealing (Total Leakage Reduced from 40% of AHU flow to 12%) Resid SF CZ10 Vint03 | 0 | 10 | Residential | 01-ALC-AllCommercial-Cooling | 0 |  |  |  |  | 106.8757 | 177 | 0 | 0 | 0 | -70.1243 | 234.764 |  | kWh | 0.17708 | 21.4199 | Residential |  | Winter Only | [5 empty] | 18 | 1 |  |  |  | 0.5 | 0 | 0 | 1 | 0 | 0 | 0 | 0 | 0 | 0 | 0 | 0 | 2006 Qtr 1: 0; 2006 Qtr 2: 0; 2006 Qtr 3: 0; 2006 Qtr 4: 0; 2007 Qtr 1: 0; 2007 Qtr 2: 0; 2007 Qtr 3: 0; 2007 Qtr 4: 0; 2008 Qtr 1: 0; 2008 Qtr 2: 0; 2008 Qtr 3: 1; 2008 Qtr 4: 0 | 1
0 | 267010-Duct Sealing (Total Leakage Reduced from 40% of AHU flow to 12%) Resid SF CZ10 Vint04 | 0 | 10 | Residential | 01-ALC-AllCommercial-Cooling | 0 |  |  |  |  | 106.6516 | 111 | 0 | 0 | 0 | -4.3484 | 181.333 |  | kWh | 0.24097 | 10.7341 | Residential |  | Winter Only | [5 empty] | 18 | 1 |  |  |  | 0 | 0 | 0 | 2 | 0 | 0 | 0 | 0 | 0 | 0 | 0 | 0 | 2006 Qtr 1: 0; 2006 Qtr 2: 0; 2006 Qtr 3: 0; 2006 Qtr 4: 0; 2007 Qtr 1: 0; 2007 Qtr 2: 0; 2007 Qtr 3: 0; 2007 Qtr 4: 0; 2008 Qtr 1: 0; 2008 Qtr 2: 0; 2008 Qtr 3: 2; 2008 Qtr 4: 0 | 2
0 | 267009-Duct Sealing (Total Leakage Reduced from 40% of AHU flow to 12%) Resid SF CZ10 Vint03 | 0 | 10 | Residential | 01-ALC-AllCommercial-Cooling | 0 |  |  |  |  | 106.8757 | 105 | 0 | 0 | 0 | 1.8757 | 234.764 |  | kWh | 0.17708 | 21.4199 | Residential |  | Winter Only | [5 empty] | 18 | 1 |  |  |  | 0.5 | 0 | 0 | 2 | 0 | 0 | 0 | 0 | 0 | 0 | 0 | 0 | 2006 Qtr 1: 0; 2006 Qtr 2: 0; 2006 Qtr 3: 0; 2006 Qtr 4: 0; 2007 Qtr 1: 0; 2007 Qtr 2: 0; 2007 Qtr 3: 0; 2007 Qtr 4: 0; 2008 Qtr 1: 0; 2008 Qtr 2: 0; 2008 Qtr 3: 2; 2008 Qtr 4: 0 | 2
0 | 267010-Duct Sealing (Total Leakage Reduced from 40% of AHU flow to 12%) Resid SF CZ10 Vint04 | 0 | 10 | Residential | 01-ALC-AllCommercial-Cooling | 0 |  |  |  |  | 106.6516 | 177 | 0 | 0 | 0 | -70.3484 | 181.333 |  | kWh | 0.24097 | 10.7341 | Residential |  | Winter Only | [5 empty] | 18 | 1 |  |  |  | 0 | 0 | 0 | 1 | 0 | 0 | 0 | 0 | 0 | 0 | 0 | 0 | 2006 Qtr 1: 0; 2006 Qtr 2: 0; 2006 Qtr 3: 0; 2006 Qtr 4: 0; 2007 Qtr 1: 0; 2007 Qtr 2: 0; 2007 Qtr 3: 0; 2007 Qtr 4: 0; 2008 Qtr 1: 0; 2008 Qtr 2: 0; 2008 Qtr 3: 1; 2008 Qtr 4: 0 | 1
0 | 267009-Duct Sealing (Total Leakage Reduced from 40% of AHU flow to 12%) Resid SF CZ10 Vint03 | 0 | 10 | Residential | 01-ALC-AllCommercial-Cooling | 0 |  |  |  |  | 106.8757 | 120 | 0 | 0 | 0 | -13.1243 | 234.764 |  | kWh | 0.17708 | 21.4199 | Residential |  | Winter Only | [5 empty] | 18 | 1 |  |  |  | 0.5 | 0 | 0 | 1 | 0 | 0 | 0 | 0 | 0 | 0 | 0 | 0 | 2006 Qtr 1: 0; 2006 Qtr 2: 0; 2006 Qtr 3: 0; 2006 Qtr 4: 0; 2007 Qtr 1: 0; 2007 Qtr 2: 0; 2007 Qtr 3: 0; 2007 Qtr 4: 0; 2008 Qtr 1: 0; 2008 Qtr 2: 0; 2008 Qtr 3: 1; 2008 Qtr 4: 0 | 1
0 | 267009-Duct Sealing (Total Leakage Reduced from 40% of AHU flow to 12%) Resid SF CZ10 Vint03 | 0 | 10 | Residential | 01-ALC-AllCommercial-Cooling | 0 |  |  |  |  | 106.8757 | 160 | 0 | 0 | 0 | -53.1243 | 234.764 |  | kWh | 0.17708 | 21.4199 | Residential |  | Winter Only | [5 empty] | 18 | 1 |  |  |  | 0.5 | 0 | 0 | 1 | 0 | 0 | 0 | 0 | 0 | 0 | 0 | 0 | 2006 Qtr 1: 0; 2006 Qtr 2: 0; 2006 Qtr 3: 0; 2006 Qtr 4: 0; 2007 Qtr 1: 0; 2007 Qtr 2: 0; 2007 Qtr 3: 0; 2007 Qtr 4: 0; 2008 Qtr 1: 0; 2008 Qtr 2: 0; 2008 Qtr 3: 1; 2008 Qtr 4: 0 | 1
0 | 267009-Duct Sealing (Total Leakage Reduced from 40% of AHU flow to 12%) Resid SF CZ10 Vint03 | 0 | 10 | Residential | 01-ALC-AllCommercial-Cooling | 0 |  |  |  |  | 106.8757 | 140 | 0 | 0 | 0 | -33.1243 | 234.764 |  | kWh | 0.17708 | 21.4199 | Residential |  | Winter Only | [5 empty] | 18 | 1 |  |  |  | 0.5 | 0 | 0 | 1 | 0 | 0 | 0 | 0 | 0 | 0 | 0 | 0 | 2006 Qtr 1: 0; 2006 Qtr 2: 0; 2006 Qtr 3: 0; 2006 Qtr 4: 0; 2007 Qtr 1: 0; 2007 Qtr 2: 0; 2007 Qtr 3: 0; 2007 Qtr 4: 0; 2008 Qtr 1: 0; 2008 Qtr 2: 0; 2008 Qtr 3: 1; 2008 Qtr 4: 0 | 1
0 | 267020-Economizer Repair Com All CZ07 Vint05 | 0 | System | Commercial | 01-ALC-AllCommercial-Cooling | 0 |  |  |  |  | 41.71 | 41 | 0 | 0 | 0 | 0.71 | 440 |  | kWh | 0.0023 | 0 | Commercial |  | Winter Only | [5 empty] | 3 | 1 |  |  |  | 0 | 0 | 0 | 15 | 0 | 0 | 0 | 0 | 0 | 0 | 0 | 0 | 2006 Qtr 1: 0; 2006 Qtr 2: 0; 2006 Qtr 3: 0; 2006 Qtr 4: 0; 2007 Qtr 1: 0; 2007 Qtr 2: 0; 2007 Qtr 3: 0; 2007 Qtr 4: 0; 2008 Qtr 1: 0; 2008 Qtr 2: 0; 2008 Qtr 3: 15; 2008 Qtr 4: 0 | 15
0 | 267020-Economizer Repair Com All CZ07 Vint05 | 0 | System | Commercial | 01-ALC-AllCommercial-Cooling | 0 |  |  |  |  | 41.71 | 41 | 0 | 0 | 0 | 0.71 | 440 |  | kWh | 0.0023 | 0 | Commercial |  | Winter Only | [5 empty] | 3 | 1 |  |  |  | 0 | 0 | 0 | 15 | 0 | 0 | 0 | 0 | 0 | 0 | 0 | 0 | 2006 Qtr 1: 0; 2006 Qtr 2: 0; 2006 Qtr 3: 0; 2006 Qtr 4: 0; 2007 Qtr 1: 0; 2007 Qtr 2: 0; 2007 Qtr 3: 0; 2007 Qtr 4: 0; 2008 Qtr 1: 0; 2008 Qtr 2: 0; 2008 Qtr 3: 15; 2008 Qtr 4: 0 | 15
0 | 267020-Economizer Repair Com All CZ07 Vint05 | 0 | System | Commercial | 01-ALC-AllCommercial-Cooling | 0 |  |  |  |  | 41.71 | 41 | 0 | 0 | 0 | 0.71 | 440 |  | kWh | 0.0023 | 0 | Commercial |  | Winter Only | [5 empty] | 3 | 1 |  |  |  | 0 | 0 | 0 | 15 | 0 | 0 | 0 | 0 | 0 | 0 | 0 | 0 | 2006 Qtr 1: 0; 2006 Qtr 2: 0; 2006 Qtr 3: 0; 2006 Qtr 4: 0; 2007 Qtr 1: 0; 2007 Qtr 2: 0; 2007 Qtr 3: 0; 2007 Qtr 4: 0; 2008 Qtr 1: 0; 2008 Qtr 2: 0; 2008 Qtr 3: 15; 2008 Qtr 4: 0 | 15
0 | 267020-Economizer Repair Com All CZ07 Vint05 | 0 | System | Commercial | 01-ALC-AllCommercial-Cooling | 0 |  |  |  |  | 41.71 | 41 | 0 | 0 | 0 | 0.71 | 440 |  | kWh | 0.0023 | 0 | Commercial |  | Winter Only | [5 empty] | 3 | 1 |  |  |  | 0 | 0 | 0 | 15 | 0 | 0 | 0 | 0 | 0 | 0 | 0 | 0 | 2006 Qtr 1: 0; 2006 Qtr 2: 0; 2006 Qtr 3: 0; 2006 Qtr 4: 0; 2007 Qtr 1: 0; 2007 Qtr 2: 0; 2007 Qtr 3: 0; 2007 Qtr 4: 0; 2008 Qtr 1: 0; 2008 Qtr 2: 0; 2008 Qtr 3: 15; 2008 Qtr 4: 0 | 15
0 | 267020-Economizer Repair Com All CZ07 Vint05 | 0 | System | Commercial | 01-ALC-AllCommercial-Cooling | 0 |  |  |  |  | 41.71 | 41 | 0 | 0 | 0 | 0.71 | 440 |  | kWh | 0.0023 | 0 | Commercial |  | Winter Only | [5 empty] | 3 | 1 |  |  |  | 0 | 0 | 0 | 20 | 0 | 0 | 0 | 0 | 0 | 0 | 0 | 0 | 2006 Qtr 1: 0; 2006 Qtr 2: 0; 2006 Qtr 3: 0; 2006 Qtr 4: 0; 2007 Qtr 1: 0; 2007 Qtr 2: 0; 2007 Qtr 3: 0; 2007 Qtr 4: 0; 2008 Qtr 1: 0; 2008 Qtr 2: 0; 2008 Qtr 3: 20; 2008 Qtr 4: 0 | 20
0 | 267033-High Refrigerant Charge Adjustment (>= ±20% rated charge) Resid MF CZ10 Vint04 | 0 | 10 | Residential | 01-ALC-AllCommercial-Cooling | 0 |  |  |  |  | 99 | 118.6567 | 0 | 0 | 0 | -19.6567 | 55.14 |  | kWh | 0.04 | 0 | Residential |  | Winter Only | [5 empty] | 10 | 1 |  |  |  | 1 | 0 | 0 | 0.67 | 0 | 0 | 0 | 0 | 0 | 0 | 0 | 0 | 2006 Qtr 1: 0; 2006 Qtr 2: 0; 2006 Qtr 3: 0; 2006 Qtr 4: 0; 2007 Qtr 1: 0; 2007 Qtr 2: 0; 2007 Qtr 3: 0; 2007 Qtr 4: 0; 2008 Qtr 1: 0; 2008 Qtr 2: 0; 2008 Qtr 3: 0.67; 2008 Qtr 4: 0 | 0.67
0 | 267042-Residential Condensor Coil Cleaning Resid MF CZ10 VintAll | 0 | 10 | Residential | 01-ALC-AllCommercial-Cooling | 0 |  |  |  |  | 50 | 50 | 0 | 0 | 0 | 0 | 180 |  | kWh | 0.2376 | 0 | Residential |  | Annual | [5 empty] | 3 | 1 |  |  |  | 1 | 0 | 0 | 1 | 0 | 0 | 0 | 0 | 0 | 0 | 0 | 0 | 2006 Qtr 1: 0; 2006 Qtr 2: 0; 2006 Qtr 3: 0; 2006 Qtr 4: 0; 2007 Qtr 1: 0; 2007 Qtr 2: 0; 2007 Qtr 3: 0; 2007 Qtr 4: 0; 2008 Qtr 1: 0; 2008 Qtr 2: 0; 2008 Qtr 3: 1; 2008 Qtr 4: 0 | 1
0 | 267033-High Refrigerant Charge Adjustment (>= ±20% rated charge) Resid MF CZ10 Vint04 | 0 | 10 | Residential | 01-ALC-AllCommercial-Cooling | 0 |  |  |  |  | 99 | 118.6567 | 0 | 0 | 0 | -19.6567 | 55.14 |  | kWh | 0.04 | 0 | Residential |  | Winter Only | [5 empty] | 10 | 1 |  |  |  | 1 | 0 | 0 | 0.67 | 0 | 0 | 0 | 0 | 0 | 0 | 0 | 0 | 2006 Qtr 1: 0; 2006 Qtr 2: 0; 2006 Qtr 3: 0; 2006 Qtr 4: 0; 2007 Qtr 1: 0; 2007 Qtr 2: 0; 2007 Qtr 3: 0; 2007 Qtr 4: 0; 2008 Qtr 1: 0; 2008 Qtr 2: 0; 2008 Qtr 3: 0.67; 2008 Qtr 4: 0 | 0.67
0 | 267042-Residential Condensor Coil Cleaning Resid MF CZ10 VintAll | 0 | 10 | Residential | 01-ALC-AllCommercial-Cooling | 0 |  |  |  |  | 50 | 50 | 0 | 0 | 0 | 0 | 180 |  | kWh | 0.2376 | 0 | Residential |  | Annual | [5 empty] | 3 | 1 |  |  |  | 1 | 0 | 0 | 1 | 0 | 0 | 0 | 0 | 0 | 0 | 0 | 0 | 2006 Qtr 1: 0; 2006 Qtr 2: 0; 2006 Qtr 3: 0; 2006 Qtr 4: 0; 2007 Qtr 1: 0; 2007 Qtr 2: 0; 2007 Qtr 3: 0; 2007 Qtr 4: 0; 2008 Qtr 1: 0; 2008 Qtr 2: 0; 2008 Qtr 3: 1; 2008 Qtr 4: 0 | 1
0 | 267033-High Refrigerant Charge Adjustment (>= ±20% rated charge) Resid MF CZ10 Vint04 | 0 | 10 | Residential | 01-ALC-AllCommercial-Cooling | 0 |  |  |  |  | 99 | 118.6567 | 0 | 0 | 0 | -19.6567 | 55.14 |  | kWh | 0.04 | 0 | Residential |  | Winter Only | [5 empty] | 10 | 1 |  |  |  | 1 | 0 | 0 | 0.67 | 0 | 0 | 0 | 0 | 0 | 0 | 0 | 0 | 2006 Qtr 1: 0; 2006 Qtr 2: 0; 2006 Qtr 3: 0; 2006 Qtr 4: 0; 2007 Qtr 1: 0; 2007 Qtr 2: 0; 2007 Qtr 3: 0; 2007 Qtr 4: 0; 2008 Qtr 1: 0; 2008 Qtr 2: 0; 2008 Qtr 3: 0.67; 2008 Qtr 4: 0 | 0.67
0 | 267042-Residential Condensor Coil Cleaning Resid MF CZ10 VintAll | 0 | 10 | Residential | 01-ALC-AllCommercial-Cooling | 0 |  |  |  |  | 50 | 50 | 0 | 0 | 0 | 0 | 180 |  | kWh | 0.2376 | 0 | Residential |  | Annual | [5 empty] | 3 | 1 |  |  |  | 1 | 0 | 0 | 1 | 0 | 0 | 0 | 0 | 0 | 0 | 0 | 0 | 2006 Qtr 1: 0; 2006 Qtr 2: 0; 2006 Qtr 3: 0; 2006 Qtr 4: 0; 2007 Qtr 1: 0; 2007 Qtr 2: 0; 2007 Qtr 3: 0; 2007 Qtr 4: 0; 2008 Qtr 1: 0; 2008 Qtr 2: 0; 2008 Qtr 3: 1; 2008 Qtr 4: 0 | 1
0 | 267002-High Refrigerant Charge Adjustment (>= ±20% rated charge) Resid SF CZ10 Vint04 | 0 | 10 | Residential | 01-ALC-AllCommercial-Cooling | 0 |  |  |  |  | 97.0149 | 118.6567 | 0 | 0 | 0 | -21.6418 | 55.14 |  | kWh | 0.04 | 0 | Residential |  | Winter Only | [5 empty] | 10 | 1 |  |  |  | 1 | 0 | 0 | 0.67 | 0 | 0 | 0 | 0 | 0 | 0 | 0 | 0 | 2006 Qtr 1: 0; 2006 Qtr 2: 0; 2006 Qtr 3: 0; 2006 Qtr 4: 0; 2007 Qtr 1: 0; 2007 Qtr 2: 0; 2007 Qtr 3: 0; 2007 Qtr 4: 0; 2008 Qtr 1: 0; 2008 Qtr 2: 0; 2008 Qtr 3: 0.67; 2008 Qtr 4: 0 | 0.67
0 | 267040-Residential Condensor Coil Cleaning Resid SF CZ10 VintAll | 0 | 10 | Residential | 01-ALC-AllCommercial-Cooling | 0 |  |  |  |  | 50 | 50 | 0 | 0 | 0 | 0 | 270 |  | kWh | 0.3564 | 0 | Residential |  | Annual | [5 empty] | 3 | 1 |  |  |  | 1 | 0 | 0 | 1 | 0 | 0 | 0 | 0 | 0 | 0 | 0 | 0 | 2006 Qtr 1: 0; 2006 Qtr 2: 0; 2006 Qtr 3: 0; 2006 Qtr 4: 0; 2007 Qtr 1: 0; 2007 Qtr 2: 0; 2007 Qtr 3: 0; 2007 Qtr 4: 0; 2008 Qtr 1: 0; 2008 Qtr 2: 0; 2008 Qtr 3: 1; 2008 Qtr 4: 0 | 1
0 | 267033-High Refrigerant Charge Adjustment (>= ±20% rated charge) Resid MF CZ10 Vint04 | 0 | 10 | Residential | 01-ALC-AllCommercial-Cooling | 0 |  |  |  |  | 99 | 118.6567 | 0 | 0 | 0 | -19.6567 | 55.14 |  | kWh | 0.04 | 0 | Residential |  | Winter Only | [5 empty] | 10 | 1 |  |  |  | 1 | 0 | 0 | 0.67 | 0 | 0 | 0 | 0 | 0 | 0 | 0 | 0 | 2006 Qtr 1: 0; 2006 Qtr 2: 0; 2006 Qtr 3: 0; 2006 Qtr 4: 0; 2007 Qtr 1: 0; 2007 Qtr 2: 0; 2007 Qtr 3: 0; 2007 Qtr 4: 0; 2008 Qtr 1: 0; 2008 Qtr 2: 0; 2008 Qtr 3: 0.67; 2008 Qtr 4: 0 | 0.67
0 | 267042-Residential Condensor Coil Cleaning Resid MF CZ10 VintAll | 0 | 10 | Residential | 01-ALC-AllCommercial-Cooling | 0 |  |  |  |  | 50 | 50 | 0 | 0 | 0 | 0 | 180 |  | kWh | 0.2376 | 0 | Residential |  | Annual | [5 empty] | 3 | 1 |  |  |  | 1 | 0 | 0 | 1 | 0 | 0 | 0 | 0 | 0 | 0 | 0 | 0 | 2006 Qtr 1: 0; 2006 Qtr 2: 0; 2006 Qtr 3: 0; 2006 Qtr 4: 0; 2007 Qtr 1: 0; 2007 Qtr 2: 0; 2007 Qtr 3: 0; 2007 Qtr 4: 0; 2008 Qtr 1: 0; 2008 Qtr 2: 0; 2008 Qtr 3: 1; 2008 Qtr 4: 0 | 1
0 | 267033-High Refrigerant Charge Adjustment (>= ±20% rated charge) Resid MF CZ10 Vint04 | 0 | 10 | Residential | 01-ALC-AllCommercial-Cooling | 0 |  |  |  |  | 99 | 118.6567 | 0 | 0 | 0 | -19.6567 | 55.14 |  | kWh | 0.04 | 0 | Residential |  | Winter Only | [5 empty] | 10 | 1 |  |  |  | 1 | 0 | 0 | 0.67 | 0 | 0 | 0 | 0 | 0 | 0 | 0 | 0 | 2006 Qtr 1: 0; 2006 Qtr 2: 0; 2006 Qtr 3: 0; 2006 Qtr 4: 0; 2007 Qtr 1: 0; 2007 Qtr 2: 0; 2007 Qtr 3: 0; 2007 Qtr 4: 0; 2008 Qtr 1: 0; 2008 Qtr 2: 0; 2008 Qtr 3: 0.67; 2008 Qtr 4: 0 | 0.67
0 | 267042-Residential Condensor Coil Cleaning Resid MF CZ10 VintAll | 0 | 10 | Residential | 01-ALC-AllCommercial-Cooling | 0 |  |  |  |  | 50 | 50 | 0 | 0 | 0 | 0 | 180 |  | kWh | 0.2376 | 0 | Residential |  | Annual | [5 empty] | 3 | 1 |  |  |  | 1 | 0 | 0 | 1 | 0 | 0 | 0 | 0 | 0 | 0 | 0 | 0 | 2006 Qtr 1: 0; 2006 Qtr 2: 0; 2006 Qtr 3: 0; 2006 Qtr 4: 0; 2007 Qtr 1: 0; 2007 Qtr 2: 0; 2007 Qtr 3: 0; 2007 Qtr 4: 0; 2008 Qtr 1: 0; 2008 Qtr 2: 0; 2008 Qtr 3: 1; 2008 Qtr 4: 0 | 1
0 | 267033-High Refrigerant Charge Adjustment (>= ±20% rated charge) Resid MF CZ10 Vint04 | 0 | 10 | Residential | 01-ALC-AllCommercial-Cooling | 0 |  |  |  |  | 99 | 118.6567 | 0 | 0 | 0 | -19.6567 | 55.14 |  | kWh | 0.04 | 0 | Residential |  | Winter Only | [5 empty] | 10 | 1 |  |  |  | 1 | 0 | 0 | 0.67 | 0 | 0 | 0 | 0 | 0 | 0 | 0 | 0 | 2006 Qtr 1: 0; 2006 Qtr 2: 0; 2006 Qtr 3: 0; 2006 Qtr 4: 0; 2007 Qtr 1: 0; 2007 Qtr 2: 0; 2007 Qtr 3: 0; 2007 Qtr 4: 0; 2008 Qtr 1: 0; 2008 Qtr 2: 0; 2008 Qtr 3: 0.67; 2008 Qtr 4: 0 | 0.67
0 | 267042-Residential Condensor Coil Cleaning Resid MF CZ10 VintAll | 0 | 10 | Residential | 01-ALC-AllCommercial-Cooling | 0 |  |  |  |  | 50 | 50 | 0 | 0 | 0 | 0 | 180 |  | kWh | 0.2376 | 0 | Residential |  | Annual | [5 empty] | 3 | 1 |  |  |  | 1 | 0 | 0 | 1 | 0 | 0 | 0 | 0 | 0 | 0 | 0 | 0 | 2006 Qtr 1: 0; 2006 Qtr 2: 0; 2006 Qtr 3: 0; 2006 Qtr 4: 0; 2007 Qtr 1: 0; 2007 Qtr 2: 0; 2007 Qtr 3: 0; 2007 Qtr 4: 0; 2008 Qtr 1: 0; 2008 Qtr 2: 0; 2008 Qtr 3: 1; 2008 Qtr 4: 0 | 1
0 | 267033-High Refrigerant Charge Adjustment (>= ±20% rated charge) Resid MF CZ10 Vint04 | 0 | 10 | Residential | 01-ALC-AllCommercial-Cooling | 0 |  |  |  |  | 99 | 118.6567 | 0 | 0 | 0 | -19.6567 | 55.14 |  | kWh | 0.04 | 0 | Residential |  | Winter Only | [5 empty] | 10 | 1 |  |  |  | 1 | 0 | 0 | 0.67 | 0 | 0 | 0 | 0 | 0 | 0 | 0 | 0 | 2006 Qtr 1: 0; 2006 Qtr 2: 0; 2006 Qtr 3: 0; 2006 Qtr 4: 0; 2007 Qtr 1: 0; 2007 Qtr 2: 0; 2007 Qtr 3: 0; 2007 Qtr 4: 0; 2008 Qtr 1: 0; 2008 Qtr 2: 0; 2008 Qtr 3: 0.67; 2008 Qtr 4: 0 | 0.67
0 | 267042-Residential Condensor Coil Cleaning Resid MF CZ10 VintAll | 0 | 10 | Residential | 01-ALC-AllCommercial-Cooling | 0 |  |  |  |  | 50 | 50 | 0 | 0 | 0 | 0 | 180 |  | kWh | 0.2376 | 0 | Residential |  | Annual | [5 empty] | 3 | 1 |  |  |  | 1 | 0 | 0 | 1 | 0 | 0 | 0 | 0 | 0 | 0 | 0 | 0 | 2006 Qtr 1: 0; 2006 Qtr 2: 0; 2006 Qtr 3: 0; 2006 Qtr 4: 0; 2007 Qtr 1: 0; 2007 Qtr 2: 0; 2007 Qtr 3: 0; 2007 Qtr 4: 0; 2008 Qtr 1: 0; 2008 Qtr 2: 0; 2008 Qtr 3: 1; 2008 Qtr 4: 0 | 1
0 | 267033-High Refrigerant Charge Adjustment (>= ±20% rated charge) Resid MF CZ10 Vint04 | 0 | 10 | Residential | 01-ALC-AllCommercial-Cooling | 0 |  |  |  |  | 99 | 118.6567 | 0 | 0 | 0 | -19.6567 | 55.14 |  | kWh | 0.04 | 0 | Residential |  | Winter Only | [5 empty] | 10 | 1 |  |  |  | 1 | 0 | 0 | 0.67 | 0 | 0 | 0 | 0 | 0 | 0 | 0 | 0 | 2006 Qtr 1: 0; 2006 Qtr 2: 0; 2006 Qtr 3: 0; 2006 Qtr 4: 0; 2007 Qtr 1: 0; 2007 Qtr 2: 0; 2007 Qtr 3: 0; 2007 Qtr 4: 0; 2008 Qtr 1: 0; 2008 Qtr 2: 0; 2008 Qtr 3: 0.67; 2008 Qtr 4: 0 | 0.67
0 | 267042-Residential Condensor Coil Cleaning Resid MF CZ10 VintAll | 0 | 10 | Residential | 01-ALC-AllCommercial-Cooling | 0 |  |  |  |  | 50 | 50 | 0 | 0 | 0 | 0 | 180 |  | kWh | 0.2376 | 0 | Residential |  | Annual | [5 empty] | 3 | 1 |  |  |  | 1 | 0 | 0 | 1 | 0 | 0 | 0 | 0 | 0 | 0 | 0 | 0 | 2006 Qtr 1: 0; 2006 Qtr 2: 0; 2006 Qtr 3: 0; 2006 Qtr 4: 0; 2007 Qtr 1: 0; 2007 Qtr 2: 0; 2007 Qtr 3: 0; 2007 Qtr 4: 0; 2008 Qtr 1: 0; 2008 Qtr 2: 0; 2008 Qtr 3: 1; 2008 Qtr 4: 0 | 1
0 | 267033-High Refrigerant Charge Adjustment (>= ±20% rated charge) Resid MF CZ10 Vint04 | 0 | 10 | Residential | 01-ALC-AllCommercial-Cooling | 0 |  |  |  |  | 99 | 118.6567 | 0 | 0 | 0 | -19.6567 | 55.14 |  | kWh | 0.04 | 0 | Residential |  | Winter Only | [5 empty] | 10 | 1 |  |  |  | 1 | 0 | 0 | 0.67 | 0 | 0 | 0 | 0 | 0 | 0 | 0 | 0 | 2006 Qtr 1: 0; 2006 Qtr 2: 0; 2006 Qtr 3: 0; 2006 Qtr 4: 0; 2007 Qtr 1: 0; 2007 Qtr 2: 0; 2007 Qtr 3: 0; 2007 Qtr 4: 0; 2008 Qtr 1: 0; 2008 Qtr 2: 0; 2008 Qtr 3: 0.67; 2008 Qtr 4: 0 | 0.67
0 | 267042-Residential Condensor Coil Cleaning Resid MF CZ10 VintAll | 0 | 10 | Residential | 01-ALC-AllCommercial-Cooling | 0 |  |  |  |  | 50 | 50 | 0 | 0 | 0 | 0 | 180 |  | kWh | 0.2376 | 0 | Residential |  | Annual | [5 empty] | 3 | 1 |  |  |  | 1 | 0 | 0 | 1 | 0 | 0 | 0 | 0 | 0 | 0 | 0 | 0 | 2006 Qtr 1: 0; 2006 Qtr 2: 0; 2006 Qtr 3: 0; 2006 Qtr 4: 0; 2007 Qtr 1: 0; 2007 Qtr 2: 0; 2007 Qtr 3: 0; 2007 Qtr 4: 0; 2008 Qtr 1: 0; 2008 Qtr 2: 0; 2008 Qtr 3: 1; 2008 Qtr 4: 0 | 1
0 | 267033-High Refrigerant Charge Adjustment (>= ±20% rated charge) Resid MF CZ10 Vint04 | 0 | 10 | Residential | 01-ALC-AllCommercial-Cooling | 0 |  |  |  |  | 99 | 118.6567 | 0 | 0 | 0 | -19.6567 | 55.14 |  | kWh | 0.04 | 0 | Residential |  | Winter Only | [5 empty] | 10 | 1 |  |  |  | 1 | 0 | 0 | 0.67 | 0 | 0 | 0 | 0 | 0 | 0 | 0 | 0 | 2006 Qtr 1: 0; 2006 Qtr 2: 0; 2006 Qtr 3: 0; 2006 Qtr 4: 0; 2007 Qtr 1: 0; 2007 Qtr 2: 0; 2007 Qtr 3: 0; 2007 Qtr 4: 0; 2008 Qtr 1: 0; 2008 Qtr 2: 0; 2008 Qtr 3: 0.67; 2008 Qtr 4: 0 | 0.67
0 | 267042-Residential Condensor Coil Cleaning Resid MF CZ10 VintAll | 0 | 10 | Residential | 01-ALC-AllCommercial-Cooling | 0 |  |  |  |  | 50 | 50 | 0 | 0 | 0 | 0 | 180 |  | kWh | 0.2376 | 0 | Residential |  | Annual | [5 empty] | 3 | 1 |  |  |  | 1 | 0 | 0 | 1 | 0 | 0 | 0 | 0 | 0 | 0 | 0 | 0 | 2006 Qtr 1: 0; 2006 Qtr 2: 0; 2006 Qtr 3: 0; 2006 Qtr 4: 0; 2007 Qtr 1: 0; 2007 Qtr 2: 0; 2007 Qtr 3: 0; 2007 Qtr 4: 0; 2008 Qtr 1: 0; 2008 Qtr 2: 0; 2008 Qtr 3: 1; 2008 Qtr 4: 0 | 1
0 | 267033-High Refrigerant Charge Adjustment (>= ±20% rated charge) Resid MF CZ10 Vint04 | 0 | 10 | Residential | 01-ALC-AllCommercial-Cooling | 0 |  |  |  |  | 99 | 118.6567 | 0 | 0 | 0 | -19.6567 | 55.14 |  | kWh | 0.04 | 0 | Residential |  | Winter Only | [5 empty] | 10 | 1 |  |  |  | 1 | 0 | 0 | 0.67 | 0 | 0 | 0 | 0 | 0 | 0 | 0 | 0 | 2006 Qtr 1: 0; 2006 Qtr 2: 0; 2006 Qtr 3: 0; 2006 Qtr 4: 0; 2007 Qtr 1: 0; 2007 Qtr 2: 0; 2007 Qtr 3: 0; 2007 Qtr 4: 0; 2008 Qtr 1: 0; 2008 Qtr 2: 0; 2008 Qtr 3: 0.67; 2008 Qtr 4: 0 | 0.67
0 | 267042-Residential Condensor Coil Cleaning Resid MF CZ10 VintAll | 0 | 10 | Residential | 01-ALC-AllCommercial-Cooling | 0 |  |  |  |  | 50 | 50 | 0 | 0 | 0 | 0 | 180 |  | kWh | 0.2376 | 0 | Residential |  | Annual | [5 empty] | 3 | 1 |  |  |  | 1 | 0 | 0 | 1 | 0 | 0 | 0 | 0 | 0 | 0 | 0 | 0 | 2006 Qtr 1: 0; 2006 Qtr 2: 0; 2006 Qtr 3: 0; 2006 Qtr 4: 0; 2007 Qtr 1: 0; 2007 Qtr 2: 0; 2007 Qtr 3: 0; 2007 Qtr 4: 0; 2008 Qtr 1: 0; 2008 Qtr 2: 0; 2008 Qtr 3: 1; 2008 Qtr 4: 0 | 1
0 | 267033-High Refrigerant Charge Adjustment (>= ±20% rated charge) Resid MF CZ10 Vint04 | 0 | 10 | Residential | 01-ALC-AllCommercial-Cooling | 0 |  |  |  |  | 99 | 118.6567 | 0 | 0 | 0 | -19.6567 | 55.14 |  | kWh | 0.04 | 0 | Residential |  | Winter Only | [5 empty] | 10 | 1 |  |  |  | 1 | 0 | 0 | 0.67 | 0 | 0 | 0 | 0 | 0 | 0 | 0 | 0 | 2006 Qtr 1: 0; 2006 Qtr 2: 0; 2006 Qtr 3: 0; 2006 Qtr 4: 0; 2007 Qtr 1: 0; 2007 Qtr 2: 0; 2007 Qtr 3: 0; 2007 Qtr 4: 0; 2008 Qtr 1: 0; 2008 Qtr 2: 0; 2008 Qtr 3: 0.67; 2008 Qtr 4: 0 | 0.67
0 | 267042-Residential Condensor Coil Cleaning Resid MF CZ10 VintAll | 0 | 10 | Residential | 01-ALC-AllCommercial-Cooling | 0 |  |  |  |  | 50 | 50 | 0 | 0 | 0 | 0 | 180 |  | kWh | 0.2376 | 0 | Residential |  | Annual | [5 empty] | 3 | 1 |  |  |  | 1 | 0 | 0 | 1 | 0 | 0 | 0 | 0 | 0 | 0 | 0 | 0 | 2006 Qtr 1: 0; 2006 Qtr 2: 0; 2006 Qtr 3: 0; 2006 Qtr 4: 0; 2007 Qtr 1: 0; 2007 Qtr 2: 0; 2007 Qtr 3: 0; 2007 Qtr 4: 0; 2008 Qtr 1: 0; 2008 Qtr 2: 0; 2008 Qtr 3: 1; 2008 Qtr 4: 0 | 1
0 | 267033-High Refrigerant Charge Adjustment (>= ±20% rated charge) Resid MF CZ10 Vint04 | 0 | 10 | Residential | 01-ALC-AllCommercial-Cooling | 0 |  |  |  |  | 99 | 118.6567 | 0 | 0 | 0 | -19.6567 | 55.14 |  | kWh | 0.04 | 0 | Residential |  | Winter Only | [5 empty] | 10 | 1 |  |  |  | 1 | 0 | 0 | 0.67 | 0 | 0 | 0 | 0 | 0 | 0 | 0 | 0 | 2006 Qtr 1: 0; 2006 Qtr 2: 0; 2006 Qtr 3: 0; 2006 Qtr 4: 0; 2007 Qtr 1: 0; 2007 Qtr 2: 0; 2007 Qtr 3: 0; 2007 Qtr 4: 0; 2008 Qtr 1: 0; 2008 Qtr 2: 0; 2008 Qtr 3: 0.67; 2008 Qtr 4: 0 | 0.67
0 | 267042-Residential Condensor Coil Cleaning Resid MF CZ10 VintAll | 0 | 10 | Residential | 01-ALC-AllCommercial-Cooling | 0 |  |  |  |  | 50 | 50 | 0 | 0 | 0 | 0 | 180 |  | kWh | 0.2376 | 0 | Residential |  | Annual | [5 empty] | 3 | 1 |  |  |  | 1 | 0 | 0 | 1 | 0 | 0 | 0 | 0 | 0 | 0 | 0 | 0 | 2006 Qtr 1: 0; 2006 Qtr 2: 0; 2006 Qtr 3: 0; 2006 Qtr 4: 0; 2007 Qtr 1: 0; 2007 Qtr 2: 0; 2007 Qtr 3: 0; 2007 Qtr 4: 0; 2008 Qtr 1: 0; 2008 Qtr 2: 0; 2008 Qtr 3: 1; 2008 Qtr 4: 0 | 1
0 | 267033-High Refrigerant Charge Adjustment (>= ±20% rated charge) Resid MF CZ10 Vint04 | 0 | 10 | Residential | 01-ALC-AllCommercial-Cooling | 0 |  |  |  |  | 99 | 118.6567 | 0 | 0 | 0 | -19.6567 | 55.14 |  | kWh | 0.04 | 0 | Residential |  | Winter Only | [5 empty] | 10 | 1 |  |  |  | 1 | 0 | 0 | 0.67 | 0 | 0 | 0 | 0 | 0 | 0 | 0 | 0 | 2006 Qtr 1: 0; 2006 Qtr 2: 0; 2006 Qtr 3: 0; 2006 Qtr 4: 0; 2007 Qtr 1: 0; 2007 Qtr 2: 0; 2007 Qtr 3: 0; 2007 Qtr 4: 0; 2008 Qtr 1: 0; 2008 Qtr 2: 0; 2008 Qtr 3: 0.67; 2008 Qtr 4: 0 | 0.67
0 | 267042-Residential Condensor Coil Cleaning Resid MF CZ10 VintAll | 0 | 10 | Residential | 01-ALC-AllCommercial-Cooling | 0 |  |  |  |  | 50 | 50 | 0 | 0 | 0 | 0 | 180 |  | kWh | 0.2376 | 0 | Residential |  | Annual | [5 empty] | 3 | 1 |  |  |  | 1 | 0 | 0 | 1 | 0 | 0 | 0 | 0 | 0 | 0 | 0 | 0 | 2006 Qtr 1: 0; 2006 Qtr 2: 0; 2006 Qtr 3: 0; 2006 Qtr 4: 0; 2007 Qtr 1: 0; 2007 Qtr 2: 0; 2007 Qtr 3: 0; 2007 Qtr 4: 0; 2008 Qtr 1: 0; 2008 Qtr 2: 0; 2008 Qtr 3: 1; 2008 Qtr 4: 0 | 1
0 | 267033-High Refrigerant Charge Adjustment (>= ±20% rated charge) Resid MF CZ10 Vint04 | 0 | 10 | Residential | 01-ALC-AllCommercial-Cooling | 0 |  |  |  |  | 99 | 118.6567 | 0 | 0 | 0 | -19.6567 | 55.14 |  | kWh | 0.04 | 0 | Residential |  | Winter Only | [5 empty] | 10 | 1 |  |  |  | 1 | 0 | 0 | 0.67 | 0 | 0 | 0 | 0 | 0 | 0 | 0 | 0 | 2006 Qtr 1: 0; 2006 Qtr 2: 0; 2006 Qtr 3: 0; 2006 Qtr 4: 0; 2007 Qtr 1: 0; 2007 Qtr 2: 0; 2007 Qtr 3: 0; 2007 Qtr 4: 0; 2008 Qtr 1: 0; 2008 Qtr 2: 0; 2008 Qtr 3: 0.67; 2008 Qtr 4: 0 | 0.67
0 | 267042-Residential Condensor Coil Cleaning Resid MF CZ10 VintAll | 0 | 10 | Residential | 01-ALC-AllCommercial-Cooling | 0 |  |  |  |  | 50 | 50 | 0 | 0 | 0 | 0 | 180 |  | kWh | 0.2376 | 0 | Residential |  | Annual | [5 empty] | 3 | 1 |  |  |  | 1 | 0 | 0 | 1 | 0 | 0 | 0 | 0 | 0 | 0 | 0 | 0 | 2006 Qtr 1: 0; 2006 Qtr 2: 0; 2006 Qtr 3: 0; 2006 Qtr 4: 0; 2007 Qtr 1: 0; 2007 Qtr 2: 0; 2007 Qtr 3: 0; 2007 Qtr 4: 0; 2008 Qtr 1: 0; 2008 Qtr 2: 0; 2008 Qtr 3: 1; 2008 Qtr 4: 0 | 1
0 | 267033-High Refrigerant Charge Adjustment (>= ±20% rated charge) Resid MF CZ10 Vint04 | 0 | 10 | Residential | 01-ALC-AllCommercial-Cooling | 0 |  |  |  |  | 99 | 118.6567 | 0 | 0 | 0 | -19.6567 | 55.14 |  | kWh | 0.04 | 0 | Residential |  | Winter Only | [5 empty] | 10 | 1 |  |  |  | 1 | 0 | 0 | 0.67 | 0 | 0 | 0 | 0 | 0 | 0 | 0 | 0 | 2006 Qtr 1: 0; 2006 Qtr 2: 0; 2006 Qtr 3: 0; 2006 Qtr 4: 0; 2007 Qtr 1: 0; 2007 Qtr 2: 0; 2007 Qtr 3: 0; 2007 Qtr 4: 0; 2008 Qtr 1: 0; 2008 Qtr 2: 0; 2008 Qtr 3: 0.67; 2008 Qtr 4: 0 | 0.67
0 | 267042-Residential Condensor Coil Cleaning Resid MF CZ10 VintAll | 0 | 10 | Residential | 01-ALC-AllCommercial-Cooling | 0 |  |  |  |  | 50 | 50 | 0 | 0 | 0 | 0 | 180 |  | kWh | 0.2376 | 0 | Residential |  | Annual | [5 empty] | 3 | 1 |  |  |  | 1 | 0 | 0 | 1 | 0 | 0 | 0 | 0 | 0 | 0 | 0 | 0 | 2006 Qtr 1: 0; 2006 Qtr 2: 0; 2006 Qtr 3: 0; 2006 Qtr 4: 0; 2007 Qtr 1: 0; 2007 Qtr 2: 0; 2007 Qtr 3: 0; 2007 Qtr 4: 0; 2008 Qtr 1: 0; 2008 Qtr 2: 0; 2008 Qtr 3: 1; 2008 Qtr 4: 0 | 1
0 | 267033-High Refrigerant Charge Adjustment (>= ±20% rated charge) Resid MF CZ10 Vint04 | 0 | 10 | Residential | 01-ALC-AllCommercial-Cooling | 0 |  |  |  |  | 99 | 118.6567 | 0 | 0 | 0 | -19.6567 | 55.14 |  | kWh | 0.04 | 0 | Residential |  | Winter Only | [5 empty] | 10 | 1 |  |  |  | 1 | 0 | 0 | 0.67 | 0 | 0 | 0 | 0 | 0 | 0 | 0 | 0 | 2006 Qtr 1: 0; 2006 Qtr 2: 0; 2006 Qtr 3: 0; 2006 Qtr 4: 0; 2007 Qtr 1: 0; 2007 Qtr 2: 0; 2007 Qtr 3: 0; 2007 Qtr 4: 0; 2008 Qtr 1: 0; 2008 Qtr 2: 0; 2008 Qtr 3: 0.67; 2008 Qtr 4: 0 | 0.67
0 | 267042-Residential Condensor Coil Cleaning Resid MF CZ10 VintAll | 0 | 10 | Residential | 01-ALC-AllCommercial-Cooling | 0 |  |  |  |  | 50 | 50 | 0 | 0 | 0 | 0 | 180 |  | kWh | 0.2376 | 0 | Residential |  | Annual | [5 empty] | 3 | 1 |  |  |  | 1 | 0 | 0 | 1 | 0 | 0 | 0 | 0 | 0 | 0 | 0 | 0 | 2006 Qtr 1: 0; 2006 Qtr 2: 0; 2006 Qtr 3: 0; 2006 Qtr 4: 0; 2007 Qtr 1: 0; 2007 Qtr 2: 0; 2007 Qtr 3: 0; 2007 Qtr 4: 0; 2008 Qtr 1: 0; 2008 Qtr 2: 0; 2008 Qtr 3: 1; 2008 Qtr 4: 0 | 1
0 | 267029-Commercial HVAC Diagnostic/Tune-up Com All CZ07 VintAll | 0 | 7 | Commercial | 01-ALC-AllCommercial-Cooling | 0 |  |  |  |  | 67.6133 | 67.6133 | 0 | 0 | 0 | 0 | 35.68 |  | kWh | 0.04 | 0 | Commercial |  | Annual | [5 empty] | 10 | 1 |  |  |  | 1 | 0 | 0 | 3.35 | 0 | 0 | 0 | 0 | 0 | 0 | 0 | 0 | 2006 Qtr 1: 0; 2006 Qtr 2: 0; 2006 Qtr 3: 0; 2006 Qtr 4: 0; 2007 Qtr 1: 0; 2007 Qtr 2: 0; 2007 Qtr 3: 0; 2007 Qtr 4: 0; 2008 Qtr 1: 0; 2008 Qtr 2: 0; 2008 Qtr 3: 3.35; 2008 Qtr 4: 0 | 3.35
0 | 267044-Commercial Condensor Coil Cleaning (all units - savings at 50% of DEER) Com All CZ07 VintAll | 0 | 7 | Commercial | 01-ALC-AllCommercial-Cooling | 0 |  |  |  |  | 10 | 10 | 0 | 0 | 0 | 0 | 60 |  | kWh | 0.047 | 0 | Commercial |  | Annual | [5 empty] | 3 | 1 |  |  |  | 1 | 0 | 0 | 5 | 0 | 0 | 0 | 0 | 0 | 0 | 0 | 0 | 2006 Qtr 1: 0; 2006 Qtr 2: 0; 2006 Qtr 3: 0; 2006 Qtr 4: 0; 2007 Qtr 1: 0; 2007 Qtr 2: 0; 2007 Qtr 3: 0; 2007 Qtr 4: 0; 2008 Qtr 1: 0; 2008 Qtr 2: 0; 2008 Qtr 3: 5; 2008 Qtr 4: 0 | 5
0 | 267029-Commercial HVAC Diagnostic/Tune-up Com All CZ07 VintAll | 0 | 7 | Commercial | 01-ALC-AllCommercial-Cooling | 0 |  |  |  |  | 67.6133 | 72.4428 | 0 | 0 | 0 | -4.8295 | 35.68 |  | kWh | 0.04 | 0 | Commercial |  | Annual | [5 empty] | 10 | 1 |  |  |  | 1 | 0 | 0 | 4.69 | 0 | 0 | 0 | 0 | 0 | 0 | 0 | 0 | 2006 Qtr 1: 0; 2006 Qtr 2: 0; 2006 Qtr 3: 0; 2006 Qtr 4: 0; 2007 Qtr 1: 0; 2007 Qtr 2: 0; 2007 Qtr 3: 0; 2007 Qtr 4: 0; 2008 Qtr 1: 0; 2008 Qtr 2: 0; 2008 Qtr 3: 4.69; 2008 Qtr 4: 0 | 4.69
0 | 267044-Commercial Condensor Coil Cleaning (all units - savings at 50% of DEER) Com All CZ07 VintAll | 0 | 7 | Commercial | 01-ALC-AllCommercial-Cooling | 0 |  |  |  |  | 10 | 10.7143 | 0 | 0 | 0 | -0.71429 | 60 |  | kWh | 0.047 | 0 | Commercial |  | Annual | [5 empty] | 3 | 1 |  |  |  | 1 | 0 | 0 | 7 | 0 | 0 | 0 | 0 | 0 | 0 | 0 | 0 | 2006 Qtr 1: 0; 2006 Qtr 2: 0; 2006 Qtr 3: 0; 2006 Qtr 4: 0; 2007 Qtr 1: 0; 2007 Qtr 2: 0; 2007 Qtr 3: 0; 2007 Qtr 4: 0; 2008 Qtr 1: 0; 2008 Qtr 2: 0; 2008 Qtr 3: 7; 2008 Qtr 4: 0 | 7
0 | 267029-Commercial HVAC Diagnostic/Tune-up Com All CZ07 VintAll | 0 | 7 | Commercial | 01-ALC-AllCommercial-Cooling | 0 |  |  |  |  | 67.6133 | 72.4428 | 0 | 0 | 0 | -4.8295 | 35.68 |  | kWh | 0.04 | 0 | Commercial |  | Annual | [5 empty] | 10 | 1 |  |  |  | 1 | 0 | 0 | 4.69 | 0 | 0 | 0 | 0 | 0 | 0 | 0 | 0 | 2006 Qtr 1: 0; 2006 Qtr 2: 0; 2006 Qtr 3: 0; 2006 Qtr 4: 0; 2007 Qtr 1: 0; 2007 Qtr 2: 0; 2007 Qtr 3: 0; 2007 Qtr 4: 0; 2008 Qtr 1: 0; 2008 Qtr 2: 0; 2008 Qtr 3: 4.69; 2008 Qtr 4: 0 | 4.69
0 | 267044-Commercial Condensor Coil Cleaning (all units - savings at 50% of DEER) Com All CZ07 VintAll | 0 | 7 | Commercial | 01-ALC-AllCommercial-Cooling | 0 |  |  |  |  | 10 | 10.7143 | 0 | 0 | 0 | -0.71429 | 60 |  | kWh | 0.047 | 0 | Commercial |  | Annual | [5 empty] | 3 | 1 |  |  |  | 1 | 0 | 0 | 7 | 0 | 0 | 0 | 0 | 0 | 0 | 0 | 0 | 2006 Qtr 1: 0; 2006 Qtr 2: 0; 2006 Qtr 3: 0; 2006 Qtr 4: 0; 2007 Qtr 1: 0; 2007 Qtr 2: 0; 2007 Qtr 3: 0; 2007 Qtr 4: 0; 2008 Qtr 1: 0; 2008 Qtr 2: 0; 2008 Qtr 3: 7; 2008 Qtr 4: 0 | 7
0 | 267029-Commercial HVAC Diagnostic/Tune-up Com All CZ07 VintAll | 0 | 7 | Commercial | 01-ALC-AllCommercial-Cooling | 0 |  |  |  |  | 67.6133 | 67.6133 | 0 | 0 | 0 | 0 | 35.68 |  | kWh | 0.04 | 0 | Commercial |  | Annual | [5 empty] | 10 | 1 |  |  |  | 1 | 0 | 0 | 3.35 | 0 | 0 | 0 | 0 | 0 | 0 | 0 | 0 | 2006 Qtr 1: 0; 2006 Qtr 2: 0; 2006 Qtr 3: 0; 2006 Qtr 4: 0; 2007 Qtr 1: 0; 2007 Qtr 2: 0; 2007 Qtr 3: 0; 2007 Qtr 4: 0; 2008 Qtr 1: 0; 2008 Qtr 2: 0; 2008 Qtr 3: 3.35; 2008 Qtr 4: 0 | 3.35
0 | 267044-Commercial Condensor Coil Cleaning (all units - savings at 50% of DEER) Com All CZ07 VintAll | 0 | 7 | Commercial | 01-ALC-AllCommercial-Cooling | 0 |  |  |  |  | 10 | 10 | 0 | 0 | 0 | 0 | 60 |  | kWh | 0.047 | 0 | Commercial |  | Annual | [5 empty] | 3 | 1 |  |  |  | 1 | 0 | 0 | 5 | 0 | 0 | 0 | 0 | 0 | 0 | 0 | 0 | 2006 Qtr 1: 0; 2006 Qtr 2: 0; 2006 Qtr 3: 0; 2006 Qtr 4: 0; 2007 Qtr 1: 0; 2007 Qtr 2: 0; 2007 Qtr 3: 0; 2007 Qtr 4: 0; 2008 Qtr 1: 0; 2008 Qtr 2: 0; 2008 Qtr 3: 5; 2008 Qtr 4: 0 | 5
0 | 267029-Commercial HVAC Diagnostic/Tune-up Com All CZ07 VintAll | 0 | 7 | Commercial | 01-ALC-AllCommercial-Cooling | 0 |  |  |  |  | 67.6133 | 67.6133 | 0 | 0 | 0 | 0 | 35.68 |  | kWh | 0.04 | 0 | Commercial |  | Annual | [5 empty] | 10 | 1 |  |  |  | 1 | 0 | 0 | 3.35 | 0 | 0 | 0 | 0 | 0 | 0 | 0 | 0 | 2006 Qtr 1: 0; 2006 Qtr 2: 0; 2006 Qtr 3: 0; 2006 Qtr 4: 0; 2007 Qtr 1: 0; 2007 Qtr 2: 0; 2007 Qtr 3: 0; 2007 Qtr 4: 0; 2008 Qtr 1: 0; 2008 Qtr 2: 0; 2008 Qtr 3: 3.35; 2008 Qtr 4: 0 | 3.35
0 | 267044-Commercial Condensor Coil Cleaning (all units - savings at 50% of DEER) Com All CZ07 VintAll | 0 | 7 | Commercial | 01-ALC-AllCommercial-Cooling | 0 |  |  |  |  | 10 | 10 | 0 | 0 | 0 | 0 | 60 |  | kWh | 0.047 | 0 | Commercial |  | Annual | [5 empty] | 3 | 1 |  |  |  | 1 | 0 | 0 | 5 | 0 | 0 | 0 | 0 | 0 | 0 | 0 | 0 | 2006 Qtr 1: 0; 2006 Qtr 2: 0; 2006 Qtr 3: 0; 2006 Qtr 4: 0; 2007 Qtr 1: 0; 2007 Qtr 2: 0; 2007 Qtr 3: 0; 2007 Qtr 4: 0; 2008 Qtr 1: 0; 2008 Qtr 2: 0; 2008 Qtr 3: 5; 2008 Qtr 4: 0 | 5
0 | 267044-Commercial Condensor Coil Cleaning (all units - savings at 50% of DEER) Com All CZ07 VintAll | 0 | 7 | Commercial | 14-MLI-Manufacturing–LightIndustry-COOL | 0 |  |  |  |  | 10 | 10 | 0 | 0 | 0 | 0 | 60 |  | kWh | 0.047 | 0 | Commercial |  | Annual | [5 empty] | 3 | 1 |  |  |  | 1 | 0 | 0 | 3 | 0 | 0 | 0 | 0 | 0 | 0 | 0 | 0 | 2006 Qtr 1: 0; 2006 Qtr 2: 0; 2006 Qtr 3: 0; 2006 Qtr 4: 0; 2007 Qtr 1: 0; 2007 Qtr 2: 0; 2007 Qtr 3: 0; 2007 Qtr 4: 0; 2008 Qtr 1: 0; 2008 Qtr 2: 0; 2008 Qtr 3: 3; 2008 Qtr 4: 0 | 3
0 | 267044-Commercial Condensor Coil Cleaning (all units - savings at 50% of DEER) Com All CZ07 VintAll | 0 | 7 | Commercial | 18-OFS-Office–Small-Cooling | 0 |  |  |  |  | 10 | 12.5 | 0 | 0 | 0 | -2.5 | 60 |  | kWh | 0.047 | 0 | Commercial |  | Annual | [5 empty] | 3 | 1 |  |  |  | 1 | 0 | 0 | 2 | 0 | 0 | 0 | 0 | 0 | 0 | 0 | 0 | 2006 Qtr 1: 0; 2006 Qtr 2: 0; 2006 Qtr 3: 0; 2006 Qtr 4: 0; 2007 Qtr 1: 0; 2007 Qtr 2: 0; 2007 Qtr 3: 0; 2007 Qtr 4: 0; 2008 Qtr 1: 0; 2008 Qtr 2: 0; 2008 Qtr 3: 2; 2008 Qtr 4: 0 | 2
0 | 267029-Commercial HVAC Diagnostic/Tune-up Com All CZ07 VintAll | 0 | 7 | Commercial | 24-RTS-Retail–Small-COOL | 0 |  |  |  |  | 67.6133 | 67.6133 | 0 | 0 | 0 | 0 | 35.68 |  | kWh | 0.04 | 0 | Commercial |  | Annual | [5 empty] | 10 | 1 |  |  |  | 1 | 0 | 0 | 3.35 | 0 | 0 | 0 | 0 | 0 | 0 | 0 | 0 | 2006 Qtr 1: 0; 2006 Qtr 2: 0; 2006 Qtr 3: 0; 2006 Qtr 4: 0; 2007 Qtr 1: 0; 2007 Qtr 2: 0; 2007 Qtr 3: 0; 2007 Qtr 4: 0; 2008 Qtr 1: 0; 2008 Qtr 2: 0; 2008 Qtr 3: 3.35; 2008 Qtr 4: 0 | 3.35
0 | 267044-Commercial Condensor Coil Cleaning (all units - savings at 50% of DEER) Com All CZ07 VintAll | 0 | 7 | Commercial | 24-RTS-Retail–Small-COOL | 0 |  |  |  |  | 10 | 10 | 0 | 0 | 0 | 0 | 60 |  | kWh | 0.047 | 0 | Commercial |  | Annual | [5 empty] | 3 | 1 |  |  |  | 1 | 0 | 0 | 5 | 0 | 0 | 0 | 0 | 0 | 0 | 0 | 0 | 2006 Qtr 1: 0; 2006 Qtr 2: 0; 2006 Qtr 3: 0; 2006 Qtr 4: 0; 2007 Qtr 1: 0; 2007 Qtr 2: 0; 2007 Qtr 3: 0; 2007 Qtr 4: 0; 2008 Qtr 1: 0; 2008 Qtr 2: 0; 2008 Qtr 3: 5; 2008 Qtr 4: 0 | 5
0 | 267044-Commercial Condensor Coil Cleaning (all units - savings at 50% of DEER) Com All CZ07 VintAll | 0 | 7 | Commercial | 18-OFS-Office–Small-Cooling | 0 |  |  |  |  | 10 | 10 | 0 | 0 | 0 | 0 | 60 |  | kWh | 0.047 | 0 | Commercial |  | Annual | [5 empty] | 3 | 1 |  |  |  | 1 | 0 | 0 | 5 | 0 | 0 | 0 | 0 | 0 | 0 | 0 | 0 | 2006 Qtr 1: 0; 2006 Qtr 2: 0; 2006 Qtr 3: 0; 2006 Qtr 4: 0; 2007 Qtr 1: 0; 2007 Qtr 2: 0; 2007 Qtr 3: 0; 2007 Qtr 4: 0; 2008 Qtr 1: 0; 2008 Qtr 2: 0; 2008 Qtr 3: 5; 2008 Qtr 4: 0 | 5
0 | 267029-Commercial HVAC Diagnostic/Tune-up Com All CZ07 VintAll | 0 | 7 | Commercial | 18-OFS-Office–Small-Cooling | 0 |  |  |  |  | 67.6133 | 67.6133 | 0 | 0 | 0 | 0 | 35.68 |  | kWh | 0.04 | 0 | Commercial |  | Annual | [5 empty] | 10 | 1 |  |  |  | 1 | 0 | 0 | 3.35 | 0 | 0 | 0 | 0 | 0 | 0 | 0 | 0 | 2006 Qtr 1: 0; 2006 Qtr 2: 0; 2006 Qtr 3: 0; 2006 Qtr 4: 0; 2007 Qtr 1: 0; 2007 Qtr 2: 0; 2007 Qtr 3: 0; 2007 Qtr 4: 0; 2008 Qtr 1: 0; 2008 Qtr 2: 0; 2008 Qtr 3: 3.35; 2008 Qtr 4: 0 | 3.35
0 | 267044-Commercial Condensor Coil Cleaning (all units - savings at 50% of DEER) Com All CZ07 VintAll | 0 | 7 | Commercial | 18-OFS-Office–Small-Cooling | 0 |  |  |  |  | 10 | 10 | 0 | 0 | 0 | 0 | 60 |  | kWh | 0.047 | 0 | Commercial |  | Annual | [5 empty] | 3 | 1 |  |  |  | 1 | 0 | 0 | 5 | 0 | 0 | 0 | 0 | 0 | 0 | 0 | 0 | 2006 Qtr 1: 0; 2006 Qtr 2: 0; 2006 Qtr 3: 0; 2006 Qtr 4: 0; 2007 Qtr 1: 0; 2007 Qtr 2: 0; 2007 Qtr 3: 0; 2007 Qtr 4: 0; 2008 Qtr 1: 0; 2008 Qtr 2: 0; 2008 Qtr 3: 5; 2008 Qtr 4: 0 | 5
0 | 267029-Commercial HVAC Diagnostic/Tune-up Com All CZ07 VintAll | 0 | 7 | Commercial | 18-OFS-Office–Small-Cooling | 0 |  |  |  |  | 67.6133 | 84.5166 | 0 | 0 | 0 | -16.9033 | 35.68 |  | kWh | 0.04 | 0 | Commercial |  | Annual | [5 empty] | 10 | 1 |  |  |  | 1 | 0 | 0 | 1.34 | 0 | 0 | 0 | 0 | 0 | 0 | 0 | 0 | 2006 Qtr 1: 0; 2006 Qtr 2: 0; 2006 Qtr 3: 0; 2006 Qtr 4: 0; 2007 Qtr 1: 0; 2007 Qtr 2: 0; 2007 Qtr 3: 0; 2007 Qtr 4: 0; 2008 Qtr 1: 0; 2008 Qtr 2: 0; 2008 Qtr 3: 1.34; 2008 Qtr 4: 0 | 1.34
0 | 267044-Commercial Condensor Coil Cleaning (all units - savings at 50% of DEER) Com All CZ07 VintAll | 0 | 7 | Commercial | 18-OFS-Office–Small-Cooling | 0 |  |  |  |  | 10 | 12.5 | 0 | 0 | 0 | -2.5 | 60 |  | kWh | 0.047 | 0 | Commercial |  | Annual | [5 empty] | 3 | 1 |  |  |  | 1 | 0 | 0 | 2 | 0 | 0 | 0 | 0 | 0 | 0 | 0 | 0 | 2006 Qtr 1: 0; 2006 Qtr 2: 0; 2006 Qtr 3: 0; 2006 Qtr 4: 0; 2007 Qtr 1: 0; 2007 Qtr 2: 0; 2007 Qtr 3: 0; 2007 Qtr 4: 0; 2008 Qtr 1: 0; 2008 Qtr 2: 0; 2008 Qtr 3: 2; 2008 Qtr 4: 0 | 2
0 | 267029-Commercial HVAC Diagnostic/Tune-up Com All CZ07 VintAll | 0 | 7 | Commercial | 01-ALC-AllCommercial-Cooling | 0 |  |  |  |  | 67.6133 | 67.6133 | 0 | 0 | 0 | 0 | 35.68 |  | kWh | 0.04 | 0 | Commercial |  | Annual | [5 empty] | 10 | 1 |  |  |  | 1 | 0 | 0 | 2.01 | 0 | 0 | 0 | 0 | 0 | 0 | 0 | 0 | 2006 Qtr 1: 0; 2006 Qtr 2: 0; 2006 Qtr 3: 0; 2006 Qtr 4: 0; 2007 Qtr 1: 0; 2007 Qtr 2: 0; 2007 Qtr 3: 0; 2007 Qtr 4: 0; 2008 Qtr 1: 0; 2008 Qtr 2: 0; 2008 Qtr 3: 2.01; 2008 Qtr 4: 0 | 2.01
0 | 267044-Commercial Condensor Coil Cleaning (all units - savings at 50% of DEER) Com All CZ07 VintAll | 0 | 7 | Commercial | 01-ALC-AllCommercial-Cooling | 0 |  |  |  |  | 10 | 10 | 0 | 0 | 0 | 0 | 60 |  | kWh | 0.047 | 0 | Commercial |  | Annual | [5 empty] | 3 | 1 |  |  |  | 1 | 0 | 0 | 3 | 0 | 0 | 0 | 0 | 0 | 0 | 0 | 0 | 2006 Qtr 1: 0; 2006 Qtr 2: 0; 2006 Qtr 3: 0; 2006 Qtr 4: 0; 2007 Qtr 1: 0; 2007 Qtr 2: 0; 2007 Qtr 3: 0; 2007 Qtr 4: 0; 2008 Qtr 1: 0; 2008 Qtr 2: 0; 2008 Qtr 3: 3; 2008 Qtr 4: 0 | 3
0 | 267029-Commercial HVAC Diagnostic/Tune-up Com All CZ07 VintAll | 0 | 7 | Commercial | 01-ALC-AllCommercial-Cooling | 0 |  |  |  |  | 67.6133 | 67.6133 | 0 | 0 | 0 | 0 | 35.68 |  | kWh | 0.04 | 0 | Commercial |  | Annual | [5 empty] | 10 | 1 |  |  |  | 1 | 0 | 0 | 2.01 | 0 | 0 | 0 | 0 | 0 | 0 | 0 | 0 | 2006 Qtr 1: 0; 2006 Qtr 2: 0; 2006 Qtr 3: 0; 2006 Qtr 4: 0; 2007 Qtr 1: 0; 2007 Qtr 2: 0; 2007 Qtr 3: 0; 2007 Qtr 4: 0; 2008 Qtr 1: 0; 2008 Qtr 2: 0; 2008 Qtr 3: 2.01; 2008 Qtr 4: 0 | 2.01
0 | 267044-Commercial Condensor Coil Cleaning (all units - savings at 50% of DEER) Com All CZ07 VintAll | 0 | 7 | Commercial | 01-ALC-AllCommercial-Cooling | 0 |  |  |  |  | 10 | 10 | 0 | 0 | 0 | 0 | 60 |  | kWh | 0.047 | 0 | Commercial |  | Annual | [5 empty] | 3 | 1 |  |  |  | 1 | 0 | 0 | 3 | 0 | 0 | 0 | 0 | 0 | 0 | 0 | 0 | 2006 Qtr 1: 0; 2006 Qtr 2: 0; 2006 Qtr 3: 0; 2006 Qtr 4: 0; 2007 Qtr 1: 0; 2007 Qtr 2: 0; 2007 Qtr 3: 0; 2007 Qtr 4: 0; 2008 Qtr 1: 0; 2008 Qtr 2: 0; 2008 Qtr 3: 3; 2008 Qtr 4: 0 | 3
0 | 267044-Commercial Condensor Coil Cleaning (all units - savings at 50% of DEER) Com All CZ07 VintAll | 0 | 7 | Commercial | 23-RTL-Retail–SingleStorylarge-COOL | 0 |  |  |  |  | 10 | 10 | 0 | 0 | 0 | 0 | 60 |  | kWh | 0.047 | 0 | Commercial |  | Annual | [5 empty] | 3 | 1 |  |  |  | 1 | 0 | 0 | 4 | 0 | 0 | 0 | 0 | 0 | 0 | 0 | 0 | 2006 Qtr 1: 0; 2006 Qtr 2: 0; 2006 Qtr 3: 0; 2006 Qtr 4: 0; 2007 Qtr 1: 0; 2007 Qtr 2: 0; 2007 Qtr 3: 0; 2007 Qtr 4: 0; 2008 Qtr 1: 0; 2008 Qtr 2: 0; 2008 Qtr 3: 4; 2008 Qtr 4: 0 | 4
0 | 267029-Commercial HVAC Diagnostic/Tune-up Com All CZ07 VintAll | 0 | 7 | Commercial | 23-RTL-Retail–SingleStorylarge-COOL | 0 |  |  |  |  | 67.6133 | 101.4199 | 0 | 0 | 0 | -33.8066 | 35.68 |  | kWh | 0.04 | 0 | Commercial |  | Annual | [5 empty] | 10 | 1 |  |  |  | 1 | 0 | 0 | 0.67 | 0 | 0 | 0 | 0 | 0 | 0 | 0 | 0 | 2006 Qtr 1: 0; 2006 Qtr 2: 0; 2006 Qtr 3: 0; 2006 Qtr 4: 0; 2007 Qtr 1: 0; 2007 Qtr 2: 0; 2007 Qtr 3: 0; 2007 Qtr 4: 0; 2008 Qtr 1: 0; 2008 Qtr 2: 0; 2008 Qtr 3: 0.67; 2008 Qtr 4: 0 | 0.67
0 | 267044-Commercial Condensor Coil Cleaning (all units - savings at 50% of DEER) Com All CZ07 VintAll | 0 | 7 | Commercial | 23-RTL-Retail–SingleStorylarge-COOL | 0 |  |  |  |  | 10 | 15 | 0 | 0 | 0 | -5 | 60 |  | kWh | 0.047 | 0 | Commercial |  | Annual | [5 empty] | 3 | 1 |  |  |  | 1 | 0 | 0 | 1 | 0 | 0 | 0 | 0 | 0 | 0 | 0 | 0 | 2006 Qtr 1: 0; 2006 Qtr 2: 0; 2006 Qtr 3: 0; 2006 Qtr 4: 0; 2007 Qtr 1: 0; 2007 Qtr 2: 0; 2007 Qtr 3: 0; 2007 Qtr 4: 0; 2008 Qtr 1: 0; 2008 Qtr 2: 0; 2008 Qtr 3: 1; 2008 Qtr 4: 0 | 1
0 | 267044-Commercial Condensor Coil Cleaning (all units - savings at 50% of DEER) Com All CZ07 VintAll | 0 | 7 | Commercial | 18-OFS-Office–Small-Cooling | 0 |  |  |  |  | 10 | 10 | 0 | 0 | 0 | 0 | 60 |  | kWh | 0.047 | 0 | Commercial |  | Annual | [5 empty] | 3 | 1 |  |  |  | 1 | 0 | 0 | 4 | 0 | 0 | 0 | 0 | 0 | 0 | 0 | 0 | 2006 Qtr 1: 0; 2006 Qtr 2: 0; 2006 Qtr 3: 0; 2006 Qtr 4: 0; 2007 Qtr 1: 0; 2007 Qtr 2: 0; 2007 Qtr 3: 0; 2007 Qtr 4: 0; 2008 Qtr 1: 0; 2008 Qtr 2: 0; 2008 Qtr 3: 4; 2008 Qtr 4: 0 | 4
0 | 267044-Commercial Condensor Coil Cleaning (all units - savings at 50% of DEER) Com All CZ07 VintAll | 0 | 7 | Commercial | 01-ALC-AllCommercial-Cooling | 0 |  |  |  |  | 10 | 12.5 | 0 | 0 | 0 | -2.5 | 60 |  | kWh | 0.047 | 0 | Commercial |  | Annual | [5 empty] | 3 | 1 |  |  |  | 1 | 0 | 0 | 2 | 0 | 0 | 0 | 0 | 0 | 0 | 0 | 0 | 2006 Qtr 1: 0; 2006 Qtr 2: 0; 2006 Qtr 3: 0; 2006 Qtr 4: 0; 2007 Qtr 1: 0; 2007 Qtr 2: 0; 2007 Qtr 3: 0; 2007 Qtr 4: 0; 2008 Qtr 1: 0; 2008 Qtr 2: 0; 2008 Qtr 3: 2; 2008 Qtr 4: 0 | 2
0 | 267044-Commercial Condensor Coil Cleaning (all units - savings at 50% of DEER) Com All CZ07 VintAll | 0 | 7 | Commercial | 02-ASM-Assembly-Cooling | 0 |  |  |  |  | 10 | 10 | 0 | 0 | 0 | 0 | 60 |  | kWh | 0.047 | 0 | Commercial |  | Annual | [5 empty] | 3 | 1 |  |  |  | 1 | 0 | 0 | 2 | 0 | 0 | 0 | 0 | 0 | 0 | 0 | 0 | 2006 Qtr 1: 0; 2006 Qtr 2: 0; 2006 Qtr 3: 0; 2006 Qtr 4: 0; 2007 Qtr 1: 0; 2007 Qtr 2: 0; 2007 Qtr 3: 0; 2007 Qtr 4: 0; 2008 Qtr 1: 0; 2008 Qtr 2: 0; 2008 Qtr 3: 2; 2008 Qtr 4: 0 | 2
Do NOT enter program data in this row or below. The Spreadsheet will not evaluate any such data. | bar: 2009 Qtr 1; 2011 Qtr 2 to 2011 Qtr 4; 2013 Qtr 2 to 2013 Qtr 4; 2015 Qtr 2 to 2015 Qtr 4
Lists of Dimensions and their Labels
|  |  | Climate Zones | Sectors | End Use Validation List |  | Measure Types for Measure Life | Measure Types for NTGR | Gas Sector | Gas Savings Profile | Combustor Type
|  |  | 7 | Residential | 01-ALC-AllCommercial-Cooling |  | NONRESIDENTIAL MEASURES: |  | Residential | Summer Only | Large Boilers (>100 MMBtu/hr Heat Input):Uncontrolled
|  |  | 10 | Commercial | 01-ALC-AllCommercial-ExtLight |  | **************************************************************** | Appliance early retirement and replacement 0.80 | Commercial | Winter Only | Large Boilers (>100 MMBtu/hr Heat Input):Controlled Low NOx Burner
|  |  | 14 | Industrial | 01-ALC-AllCommercial-IntLight |  | Ballast – Dimmable: NR - 11 | California Home Energy Efficiency Rating System (CHEERS) | Core | Annual | Large Boilers (>100 MMBtu/hr Heat Input):Controlled – Flue Gas Recirculation
|  |  | 15 | Agricultural | 01-ALC-AllCommercial-OffEquip |  | Ballast – Electronic: NR - 11 | Residential Audits 0.72 |  |  | Small Boilers (<100 MMBtu/hr Heat Input):Uncontrolled
|  |  | System | Not Used | 01-ALC-AllCommercial-Refrig |  | Fluorescent Fixture – T8: C/I/A - 11 | Refrigerator Recycling 0.35 |  |  | Small Boilers (<100 MMBtu/hr Heat Input):Controlled Low NOx Burner
|  |  |  | Not Used | 01-ALC-AllCommercial-Vent/Fan |  | Fixture: T8 Lamp & Electronic Ballast: C/I/A - 11 | Freezer Recycling 0.54 |  |  | Small Boilers (<100 MMBtu/hr Heat Input):Controlled – Flue Gas Recirculation
|  |  |  | Not Used | 02-ASM-Assembly-Cooling |  | T8 Fixtures – 17 Watt Lamp, 2ft or 32-watt Lamp, 4ft 11 | Residential Contractor Program 0.89 |  |  | Residential Furnaces (<0.3):Uncontrolled
[5 empty] | 02-ASM-Assembly-Exit |  | T8 Lamps: C/I/A - 5 | Emerging Technologies 0.83
[5 empty] | 02-ASM-Assembly-ExtLight |  | High Efficiency Lighting (HID): NR - 16 | All other residential programs 0.80
[5 empty] | 02-ASM-Assembly-IntLight |  | High Output T5 Fixture: NR - 16 |  | Electric Rate | Gas Rate
[5 empty] | 03-BCR-BothResidentialandCommercial-COOL |  | Indoor or Outdoor Lighting System Modification: NR - 13.5 | Advanced water heating systems 1.00 | Residential | 0
[5 empty] | 03-BCR-BothResidentialandCommercial-LIT_INT |  | Lighting Controls: NR - 16 | Agricultural and Dairy Incentives 0.75 | Commercial | Residential
[5 empty] | 03-BCR-BothResidentialandCommercial-OFF_EQ |  | Daylighting Controls; NR - 16 | Coin Laundry and Dry Cleaner Education 0.70 | Not Used | Not Used
[5 empty] | 03-BCR-BothResidentialandCommercial-LIT_EXT |  | Lighting Power Density: NR - 11 | Commercial and agricultural information, tools, or design assistance services | Not Used
[5 empty] | 03-BCR-BothResidentialandCommercial-REFG |  | Exit Sign – CF Hardware Kit/LED/ Electro-Luminescent: NR - 16 | Comprehensive Space Conditioning 1.00 | Not Used
[5 empty] | 03-BCR-BothResidentialandCommercial-VENT |  | Occupancy Sensor: NR - 8 | Lodging Education 0.70
[5 empty] | 04-DMO-ResidentialMobileHome–DoubleWide-CL_DRY |  | Photocell: NR - 8 | Express Efficiency (rebates) 0.96
[5 empty] | 04-DMO-ResidentialMobileHome–DoubleWide-CL_WASH |  | Time Clock – Lighting: NR - 8 | Energy Management Services, including audits (for small and medium customers)
[5 empty] | 04-DMO-ResidentialMobileHome–DoubleWide-DSH_WASH |  | Induction Lamps: NR - 2 | Food Services Equipment Retrofit 1.00
[5 empty] | 04-DMO-ResidentialMobileHome–DoubleWide-FREEZ |  | Induction Fixture: NR - 16 | Industrial Information and Services 0.74
[5 empty] | 04-DMO-ResidentialMobileHome–DoubleWide-LIGHT |  | Delamp/reflectors: C/I - 11 | Large Standard Performance Contract 0.70
[5 empty] | 04-DMO-ResidentialMobileHome–DoubleWide-POOL_PMP |  | Optical Reflectors- new construction: Ind, NRNC - 12 | All other nonresidential programs 0.80
[5 empty] | 04-DMO-ResidentialMobileHome–DoubleWide-REFG |  | Optical Reflectors- retrofit: NR - 10 | New Construction
[5 empty] | 04-DMO-ResidentialMobileHome–DoubleWide-SP_COOL |  | HID fixture: Interior, >= 176 Watts lamp: Ind - 16 | Industrial and Agricultural Process 0.94
[5 empty] | 04-DMO-ResidentialMobileHome–DoubleWide-SP_HEAT |  | HID fixture: Interior, 251-400 Watt lamp: Com - 16 | Industrial new construction incentives 0.62
[5 empty] | 04-DMO-ResidentialMobileHome–DoubleWide-WAT_HEAT |  | CFL Fixture: Pin based CFL fixture: Com - 12.0 | Savings by Design 0.82
[5 empty] | 05-ECC-Education–CommunityCollege-COOL |  | Screw-in CFL: Education - Primary School: NR - 5.6 | All other new construction programs 0.80
[5 empty] | 05-ECC-Education–CommunityCollege-LIT_INT |  | Screw-in CFL: Education - Secondary School: NR - 3.5 | Large Standard Performance Contract 0.7011
[5 empty] | 05-ECC-Education–CommunityCollege-OFF_EQ |  | Screw-in CFL: Education - Community College: NR - 2.1 | Savings by Design 0.8212
[5 empty] | 05-ECC-Education–CommunityCollege-LIT_EXT |  | Screw-in CFL: Education - University: NR - 2.6 | Codes and Standards
[5 empty] | 05-ECC-Education–CommunityCollege-REFG |  | Screw-in CFL: Grocery: NR - 1.4
[5 empty] | 05-ECC-Education–CommunityCollege-VENT |  | Screw-in CFL: Health/Medical - Hospital: NR - 0.9
[5 empty] | 06-EPR-Education–PrimarySchool-COOL |  | Screw-in CFL: Health/Medical - Nursing Home: NR - 0.9
[5 empty] | 06-EPR-Education–PrimarySchool-LIT_INT |  | Screw-in CFL: Lodging - Hotel: NR - 0.9
[5 empty] | 06-EPR-Education–PrimarySchool-OFF_EQ |  | Screw-in CFL: Lodging - Motel: NR - 0.9
[5 empty] | 06-EPR-Education–PrimarySchool-LIT_EXT |  | Screw-in CFL: Lodging - Guest Rooms: NR - 7.0
[5 empty] | 06-EPR-Education–PrimarySchool-REFG |  | Screw-in CFL: Manufacturing - Light Industrial: NR - 2.8
[5 empty] | 06-EPR-Education–PrimarySchool-VENT |  | Screw-in CFL: Office - Large: NR - 2.9
[5 empty] | 07-ESE-Education–SecondarySchool-COOL |  | Screw-in CFL: Office - Small: NR - 3.2
[5 empty] | 07-ESE-Education–SecondarySchool-LIT_INT |  | Screw-in CFL: Restaurant - Sit-Down: NR - 2.3
[5 empty] | 07-ESE-Education–SecondarySchool-OFF_EQ |  | Screw-in CFL: Restaurant - Fast-Food: NR - 1.3
[5 empty] | 07-ESE-Education–SecondarySchool-LIT_EXT |  | Screw-in CFL: Retail - 3-Story Large: NR - 1.9
[5 empty] | 07-ESE-Education–SecondarySchool-REFG |  | Screw-in CFL: Retail - Single-Story Large: NR - 1.8
[5 empty] | 07-ESE-Education–SecondarySchool-VENT |  | Screw-in CFL: Retail - Small: NR - 2.1
[5 empty] | 08-EUN-Education–University-COOL |  | Screw-in CFL: Storage - Conditioned: NR - 2.8
[5 empty] | 08-EUN-Education–University-LIT_INT |  | Screw-in CFL: Storage - Unconditioned: NR - 2.8
[5 empty] | 08-EUN-Education–University-OFF_EQ |  | Screw-in CFL: Warehouse - Refrigerated: NR - 3.1
08-EUN-Education–University-LIT_EXT
[5 empty] | 08-EUN-Education–University-REFG |  | HVAC/Refrigeration – SPC: NR - 16
[5 empty] | 08-EUN-Education–University-VENT |  | Chiller – High Efficiency: NR - 20
[5 empty] | 09-GRO-Grocery-COOL |  | Chiller – Variable Speed Drive: NR - 20
[5 empty] | 09-GRO-Grocery-LIT_INT |  | Water Cooled Chillers: NR - 20
[5 empty] | 09-GRO-Grocery-OFF_EQ |  | Air Conditioners – High Efficiency: NR - 15
[5 empty] | 09-GRO-Grocery-LIT_EXT |  | Packaged HVAC Systems: NR - 15
[5 empty] | 09-GRO-Grocery-REFG |  | Install HVAC EMS: Com - 14
[5 empty] | 09-GRO-Grocery-VENT |  | AC Packaged Terminal Units: NR - 15
[5 empty] | 10-HSP-Health/Medical–Hospital-COOL |  | Evaporative Coolers: NR - 15
[5 empty] | 10-HSP-Health/Medical–Hospital-LIT_INT |  | Boiler – High Efficiency: NR - 20
[5 empty] | 10-HSP-Health/Medical–Hospital-OFF_EQ |  | Cooling Towers/Evaporative Condenser: NR - 15
[5 empty] | 10-HSP-Health/Medical–Hospital-LIT_EXT |  | Heat Pump – Split System: NR - 15
[5 empty] | 10-HSP-Health/Medical–Hospital-REFG |  | Heat Pump with Integrated Water Heating: NR - 10
[5 empty] | 10-HSP-Health/Medical–Hospital-VENT |  | Ground Source Heat Pump: NR - 15
[5 empty] | 11-HTL-Lodging–Hotel(GuestRooms)-COOL |  | Reduce Internal Load: NR - 15
[5 empty] | 11-HTL-Lodging–Hotel(GuestRooms)-LIT_INT |  | Insulation: NR - 20
[5 empty] | 11-HTL-Lodging–Hotel(GuestRooms)-OFF_EQ |  | Insulation Package: NR - 20
[5 empty] | 11-HTL-Lodging–Hotel(GuestRooms)-LIT_EXT |  | Reflective Window Film: NR - 10
[5 empty] | 11-HTL-Lodging–Hotel(GuestRooms)-REFG |  | Bypass/Delay Timer(lighting): NR - 8
[5 empty] | 11-HTL-Lodging–Hotel(GuestRooms)-VENT |  | Set-Back Thermostat: NR - 11
[5 empty] | 12-MBT-Manufacturing–Bio/Tech-AG_PUMP |  | Time Clock - HVAC: NR - 10
[5 empty] | 12-MBT-Manufacturing–Bio/Tech-COMP_AIR |  | HVAC/Space Heating/Efficiency (Gas): NR - 18
[5 empty] | 12-MBT-Manufacturing–Bio/Tech-COOL |  | Nonresidential Gas – AC: NR - 20
12-MBT-Manufacturing–Bio/Tech-LIGHT
[5 empty] | 12-MBT-Manufacturing–Bio/Tech-MOTOR |  | Adjustable speed drive, application unknown: Ag - 10
[5 empty] | 12-MBT-Manufacturing–Bio/Tech-PROC_OTH |  | Adjustable speed drive, application unknown: Com - 10
[5 empty] | 13-MFM-ResidentialMulti-family-CL_DRY |  | Adjustable Speed Drive: HVAC fan, 50 HP Max: Com - 10
[5 empty] | 13-MFM-ResidentialMulti-family-CL_WASH |  | Pump repair: Ag - 11
[5 empty] | 13-MFM-ResidentialMulti-family-DSH_WASH |  | Injection molding machines: Ind - 15
[5 empty] | 13-MFM-ResidentialMulti-family-FREEZ |  | Plastic extusion equipment: Ind - 15
[5 empty] | 13-MFM-ResidentialMulti-family-LIGHT |  | Process cooling: Ind - 15
[5 empty] | 13-MFM-ResidentialMulti-family-POOL_PMP |  | Process equipment insulation: Ind - 15
13-MFM-ResidentialMulti-family-REFG
[5 empty] | 13-MFM-ResidentialMulti-family-SP_COOL |  | Horizontal Clothes Washer: NR - 10
[5 empty] | 13-MFM-ResidentialMulti-family-SP_HEAT |  | Efficient Dishwashing: NR - 5
[5 empty] | 13-MFM-ResidentialMulti-family-WAT_HEAT |  | Water Heater Controls: NR - 15
[5 empty] | 14-MLI-Manufacturing–LightIndustry-AG_PUMP |  | Cooking measures , Assorted: Com - 12
[5 empty] | 14-MLI-Manufacturing–LightIndustry-COMP_AIR |  | Water Heater – Gas: NR - 15
[5 empty] | 14-MLI-Manufacturing–LightIndustry-COOL |  | Domestic Hot Water Boiler (Gas): NR - 20
14-MLI-Manufacturing–LightIndustry-LIGHT
[5 empty] | 14-MLI-Manufacturing–LightIndustry-MOTOR |  | Auto Closer for Cooler/Freezer: NR - 8
[5 empty] | 14-MLI-Manufacturing–LightIndustry-PROC_OTH |  | Door Gaskets: NR - 4
[5 empty] | 15-MTL-Lodging–Motel-COOL |  | Floating Head Pressure: NR - 16
[5 empty] | 15-MTL-Lodging–Motel-LIT_INT |  | Heatless Door: NR - 16
[5 empty] | 15-MTL-Lodging–Motel-OFF_EQ |  | Humidistat Control for Anti-Sweat Heater: NR - 12
[5 empty] | 15-MTL-Lodging–Motel-LIT_EXT |  | Insulation on Refrigeration Suction Line: NR - 11
[5 empty] | 15-MTL-Lodging–Motel-REFG |  | Night Covers for Display Cases: NR - 5
[5 empty] | 15-MTL-Lodging–Motel-VENT |  | PSC Evaporator Motor – Walkin/ Display: NR - 15
[5 empty] | 16-NRS-Health/Medical–Clinic-COOL |  | Refrigeration Case Doors – Glass/Acrylic: NR - 12
[5 empty] | 16-NRS-Health/Medical–Clinic-LIT_INT |  | Refrigerator Case with Doors: NR - 12
[5 empty] | 16-NRS-Health/Medical–Clinic-OFF_EQ |  | Refrigerator Condensate Evaporator – Elec/Non Elec: NR - 8
[5 empty] | 16-NRS-Health/Medical–Clinic-LIT_EXT |  | Strip Curtains for Walk-Ins: NR - 4
[5 empty] | 16-NRS-Health/Medical–Clinic-REFG |  | Ballast: Electronic, for display case: NR - 11
[5 empty] | 16-NRS-Health/Medical–Clinic-VENT |  | Defrost: NR - 16
[5 empty] | 17-OFL-Office–Large-Cooling |  | FHP & EFF Conditioner: NR - 16
[5 empty] | 17-OFL-Office–Large-ExtLight |  | High-efficiency Liquid Suction Heat Exchangers: NR - 16
[5 empty] | 17-OFL-Office–Large-IntLight |  | Night Shields on Refrigerator and Freezer Cases: NR - 5
[5 empty] | 17-OFL-Office–Large-OffEquip |  | Walk-in Refrigerator or Freezer: Evaporative Fan Controller: NR - 5
[5 empty] | 17-OFL-Office–Large-Refrig |  | Multiplec Refrigeration Systems/Supermarket Systems: NR - 10
17-OFL-Office–Large-Vent/Fan
[5 empty] | 18-OFS-Office–Small-Cooling |  | Kiln/Oven/Furnace: NR - 18
[5 empty] | 18-OFS-Office–Small-ExtLight |  | Thermal Night Curtains: NR - 5
[5 empty] | 18-OFS-Office–Small-IntLight |  | Custom Measures – SPC: NR - 15
[5 empty] | 18-OFS-Office–Small-OffEquip |  | Local Government Partnership: NR - 11
[5 empty] | 18-OFS-Office–Small-Refrig |  | Audits: NR - 3
[5 empty] | 18-OFS-Office–Small-Vent/Fan |  | Plug Load Sensor: NR - 10
[5 empty] | 19-RES-AllResidential-CL_DRY |  | Information: NR - 1
[5 empty] | 19-RES-AllResidential-CL_WASH |  | High Efficiency Motors: NR - 15
[5 empty] | 19-RES-AllResidential-DSH_WASH |  | Process Overhaul: NR - 20
[5 empty] | 19-RES-AllResidential-FREEZ |  | System Controls: NR - 15
19-RES-AllResidential-LIGHT
19-RES-AllResidential-POOL_PMP
[5 empty] | 19-RES-AllResidential-REFG |  | RESIDENTIAL MEASURES
[5 empty] | 19-RES-AllResidential-SP_COOL |  | ****************************************************************
[5 empty] | 19-RES-AllResidential-SP_HEAT |  | T8 Fixtures ; lamp or ballast: Res - 15
[5 empty] | 19-RES-AllResidential-WAT_HEAT |  | Pin based CFL Fixture: Res - 16
[5 empty] | 20-RFF-Restaurant–FastFood-Cooling |  | CFL: Indoor Screw in: Res - 9.4
[5 empty] | 20-RFF-Restaurant–FastFood-ExtLight |  | CFL: Outdoor Screw in: Res - 7
[5 empty] | 20-RFF-Restaurant–FastFood-IntLight |  | Torchiere: Res - 9
20-RFF-Restaurant–FastFood-OffEquip
[5 empty] | 20-RFF-Restaurant–FastFood-Refrig |  | Air Conditioners with SEER >= 11.0: Res - 18
[5 empty] | 20-RFF-Restaurant–FastFood-Vent/Fan |  | Central Air Conditioners: Res - 18
[5 empty] | 21-RSD-Restaurant–SitDown-COOL |  | Duct Testing: Res NC - 18
[5 empty] | 21-RSD-Restaurant–SitDown-LIT_INT |  | High Energy Efficiency Ducts: Res - 18
[5 empty] | 21-RSD-Restaurant–SitDown-OFF_EQ |  | Whole House Fan: Res - 15
[5 empty] | 21-RSD-Restaurant–SitDown-LIT_EXT |  | Evaporative Cooler: Res - 15
[5 empty] | 21-RSD-Restaurant–SitDown-PROC_OTH |  | Glazing - Low E Double / Low Shade Coefficient: Res - 20
[5 empty] | 21-RSD-Restaurant–SitDown-REFG |  | Heat Pump - Electric: Res - 15
[5 empty] | 21-RSD-Restaurant–SitDown-VENT |  | Insulation - Ceiling / Floor / Walls: Res - 20
[5 empty] | 22-RT3-Retail–3StoryLarge-COOL |  | A/C with Integrated Water Heating: Res - 10
[5 empty] | 22-RT3-Retail–3StoryLarge-LIT_INT |  | Programmable Thermostat: Res - 12
22-RT3-Retail–3StoryLarge-OFF_EQ
[5 empty] | 22-RT3-Retail–3StoryLarge-LIT_EXT |  | Audits: Res - 3
[5 empty] | 22-RT3-Retail–3StoryLarge-REFG |  | Gas Cooktops: Res - 20
[5 empty] | 22-RT3-Retail–3StoryLarge-VENT |  | Gas Dryer Stub: Res - 18
[5 empty] | 23-RTL-Retail–SingleStorylarge-COOL |  | Energy-Efficient Furnaces: Res - 18
23-RTL-Retail–SingleStorylarge-LIT_INT
[5 empty] | 23-RTL-Retail–SingleStorylarge-OFF_EQ |  | Refrigerator Recycling: Res - 10
[5 empty] | 23-RTL-Retail–SingleStorylarge-LIT_EXT |  | Refrigerator - Energy Efficient; 20% more efficient: Res - 18
[5 empty] | 23-RTL-Retail–SingleStorylarge-REFG |  | Refrigerators: Res - 18
23-RTL-Retail–SingleStorylarge-VENT
24-RTS-Retail–Small-COOL
[5 empty] | 24-RTS-Retail–Small-LIT_INT |  | GENERIC USEFUL LIVES:
[5 empty] | 24-RTS-Retail–Small-OFF_EQ |  | ****************************************************************
[5 empty] | 24-RTS-Retail–Small-LIT_EXT |  | 0.1
[5 empty] | 24-RTS-Retail–Small-REFG |  | 0.2
[5 empty] | 24-RTS-Retail–Small-VENT |  | 0.3
[5 empty] | 25-SCN-Storage–Conditioned-Cooling |  | 0.4
[5 empty] | 25-SCN-Storage–Conditioned-Exit |  | 0.5
[5 empty] | 25-SCN-Storage–Conditioned-ExtLight |  | 0.6
[5 empty] | 26-SFM-ResidentialSingleFamily-CL_DRY |  | 0.7
[5 empty] | 26-SFM-ResidentialSingleFamily-CL_WASH |  | 0.8
[5 empty] | 26-SFM-ResidentialSingleFamily-DSH_WASH |  | 0.9
[5 empty] | 26-SFM-ResidentialSingleFamily-FREEZ |  | 1
[5 empty] | 26-SFM-ResidentialSingleFamily-LIGHT |  | 1.1
[5 empty] | 26-SFM-ResidentialSingleFamily-POOL_PMP |  | 1.2
[5 empty] | 26-SFM-ResidentialSingleFamily-REFG |  | 1.3
[5 empty] | 26-SFM-ResidentialSingleFamily-SP_COOL |  | 1.4
[5 empty] | 26-SFM-ResidentialSingleFamily-SP_HEAT |  | 1.5
[5 empty] | 26-SFM-ResidentialSingleFamily-WAT_HEAT |  | 1.6
[5 empty] | 27-SMO-ResidentialMobileHome–SingleWide-CL_DRY |  | 1.7
[5 empty] | 27-SMO-ResidentialMobileHome–SingleWide-CL_WASH |  | 1.8
[5 empty] | 27-SMO-ResidentialMobileHome–SingleWide-DSH_WASH |  | 1.9
[5 empty] | 27-SMO-ResidentialMobileHome–SingleWide-FREEZ |  | 2
[5 empty] | 27-SMO-ResidentialMobileHome–SingleWide-LIGHT |  | 2.1
[5 empty] | 27-SMO-ResidentialMobileHome–SingleWide-POOL_PMP |  | 2.2
[5 empty] | 27-SMO-ResidentialMobileHome–SingleWide-REFG |  | 2.3
[5 empty] | 27-SMO-ResidentialMobileHome–SingleWide-SP_COOL |  | 2.4
[5 empty] | 27-SMO-ResidentialMobileHome–SingleWide-SP_HEAT |  | 2.5
[5 empty] | 27-SMO-ResidentialMobileHome–SingleWide-WAT_HEAT |  | 2.6
[5 empty] | 28-SUN-Storage–Unconditioned-Exit |  | 2.7
[5 empty] | 28-SUN-Storage–Unconditioned-ExtLight |  | 2.8
[5 empty] | 29-WRF-Storage–Refrigerated-Cooling |  | 2.9
[5 empty] | 29-WRF-Storage–Refrigerated-Exit |  | 3
[5 empty] | 29-WRF-Storage–Refrigerated-ExtLight |  | 3.1
[5 empty] | 30-S20-SIC20Food&KindredProducts-AG_PUMP |  | 3.2
[5 empty] | 30-S20-SIC20Food&KindredProducts-COMP_AIR |  | 3.3
[5 empty] | 30-S20-SIC20Food&KindredProducts-COOL |  | 3.4
[5 empty] | 30-S20-SIC20Food&KindredProducts-LIGHT |  | 3.5
[5 empty] | 30-S20-SIC20Food&KindredProducts-MOTOR |  | 3.6
[5 empty] | 30-S20-SIC20Food&KindredProducts-PROC_OTH |  | 3.7
[5 empty] | 31-S26-SIC26Paper&AlliedProducts-AG_PUMP |  | 3.8
[5 empty] | 31-S26-SIC26Paper&AlliedProducts-COMP_AIR |  | 3.9
[5 empty] | 31-S26-SIC26Paper&AlliedProducts-COOL |  | 4
[5 empty] | 31-S26-SIC26Paper&AlliedProducts-LIGHT |  | 4.1
[5 empty] | 31-S26-SIC26Paper&AlliedProducts-MOTOR |  | 4.2
[5 empty] | 31-S26-SIC26Paper&AlliedProducts-PROC_OTH |  | 4.3
[5 empty] | 32-S28-SIC28Chemicals&AlliedProducts-AG_PUMP |  | 4.4
[5 empty] | 32-S28-SIC28Chemicals&AlliedProducts-COMP_AIR |  | 4.5
[5 empty] | 32-S28-SIC28Chemicals&AlliedProducts-COOL |  | 4.6
[5 empty] | 32-S28-SIC28Chemicals&AlliedProducts-LIGHT |  | 4.7
[5 empty] | 32-S28-SIC28Chemicals&AlliedProducts-MOTOR |  | 4.8
[5 empty] | 32-S28-SIC28Chemicals&AlliedProducts-PROC_OTH |  | 4.9
[5 empty] | 33-S29-SIC29Petroleum&CoalProducts-AG_PUMP |  | 5
[5 empty] | 33-S29-SIC29Petroleum&CoalProducts-COMP_AIR |  | 5.1
[5 empty] | 33-S29-SIC29Petroleum&CoalProducts-COOL |  | 5.2
[5 empty] | 33-S29-SIC29Petroleum&CoalProducts-LIGHT |  | 5.3
[5 empty] | 33-S29-SIC29Petroleum&CoalProducts-MOTOR |  | 5.4
[5 empty] | 33-S29-SIC29Petroleum&CoalProducts-PROC_OTH |  | 5.5
[5 empty] | 34-S33-SIC33Metals-AG_PUMP |  | 5.6
[5 empty] | 34-S33-SIC33Metals-COMP_AIR |  | 5.7
[5 empty] | 34-S33-SIC33Metals-COOL |  | 5.8
[5 empty] | 34-S33-SIC33Metals-LIGHT |  | 5.9
[5 empty] | 34-S33-SIC33Metals-MOTOR |  | 6
[5 empty] | 34-S33-SIC33Metals-PROC_OTH |  | 6.1
[5 empty] | 35-OTI-OtherIndustrial-AG_PUMP |  | 6.2
[5 empty] | 35-OTI-OtherIndustrial-COMP_AIR |  | 6.3
[5 empty] | 35-OTI-OtherIndustrial-COOL |  | 6.4
[5 empty] | 35-OTI-OtherIndustrial-LIGHT |  | 6.5
[5 empty] | 35-OTI-OtherIndustrial-MOTOR |  | 6.6
[5 empty] | 35-OTI-OtherIndustrial-PROC_OTH |  | 6.7
[5 empty] | 36-GST-Lodging-GuestRooms-Cooling |  | 6.8
[5 empty] | 36-GST-Lodging-GuestRooms-ExtLight |  | 6.9
[5 empty] | 36-GST-Lodging-GuestRooms-IntLight |  | 7
[5 empty] | 36-GST-Lodging-GuestRooms-OffEquip |  | 7.1
[5 empty] | 36-GST-Lodging-GuestRooms-Refrig |  | 7.2
[5 empty] | 36-GST-Lodging-GuestRooms-Vent/Fan |  | 7.3
7.4
7.5
7.6
7.7
7.8
7.9
8
8.1
8.2
8.3
8.4
8.5
8.6
8.7
8.8
8.9
9
9.1
9.2
9.3
9.4
9.5
9.6
9.7
9.8
9.9
10
10.1
10.2
10.3
10.4
10.5
10.6
10.7
10.8
10.9
11
11.1
11.2
11.3
11.4
11.5
11.6
11.7
11.8
11.9
12
12.1
12.2
12.3
12.4
12.5
12.6
12.7
12.8
12.9
13
13.1
13.2
13.3
13.4
13.5
13.6
13.7
13.8
13.9
14
14.1
14.2
14.3
14.4
14.5
14.6
14.7
14.8
14.9
15
15.1
15.2
15.3
15.4
15.5
15.6
15.7
15.8
15.9
16
16.1
16.2
16.3
16.4
16.5
16.6
16.7
16.8
16.9
17
17.1
17.2
17.3
17.4
17.5
17.6
17.7
17.8
17.9
18
19
20