## Export
PROGRAM NAME | 0
BUDGET
Administrative Costs
Overhead and G&A | 0
Other Administrative Costs | 0
Marketing/Outreach | 0
Direct Implementation
d.i. User Input Incentive (No rebates) | 0
d.ii. Rebate | 0
d.iii. Direct Install Labor | 0
d.iv. Direct Install Materials | 72480.46
d.v. Upstream payments | 0
Activity | 0
Installation | 0
Hardware & Materials | 0
Rebate Processing & Inspection | 0
EM&V Costs | 0
Budget | 72480.46
Costs recovered from other sources | 0
Budget (plus other costs) | 72480.46
PROGRAM IMPACTS
Program Reductions for Measures installed through 2011
User Entered kW (kW) | 0
Net Jul-Sept Peak (kW) | 0
Net Dec-Feb Peak (kW) | 0
Net NCP (kW) | 0
Net CEC (kW) | 0
Annual Net kWh | 0
Lifecycle Net kWh | 0
Annual Net Therms | 8199.9253
Lifecycle Net Therms | 100902.6487
Cost Effectiveness for all measures installed through 2015
TRC
Costs | 74855.8717
Electric Benefits | 0
Gas Benefits | 54039.6177
Net Benefits (NPV) | -20816.254
BC Ratio | 0.72192
PAC
Costs | 67959.5917
Electric Benefits | 0
Gas Benefits | 54039.6177
Net Benefits (NPV) | -13919.9739
BC Ratio | 0.79517
Levelized Cost
Levelized Cost TRC ($/kWh )
Discounted kWh | 0
Cost | 0
Benefits | 0
Benefit-Cost | 0
Levelized Cost PAC ($/kWh)
Discounted kWh | 0
Cost | 0
Benefits | 0
Benefit-Cost | 0
Levelized Cost TRC ($/therm)
Discounted Therms | 60396.1629
Cost | 1.2394
Benefits | 0.89475
Benefit-Cost | -0.34466
Levelized Cost PAC ($/therm)
Discounted Therms | 60396.1629
Cost | 1.1252
Benefits | 0.89475
Benefit-Cost | -0.23048
Emission Annual Reductions (2009-2011)
Electric Annual CO2 (tons) - 2009 | 0
2010 | 0
2011 | 0
Electric Lifecycle CO2 (tons) - 2009 | 0
2010 | 0
2011 | 0
Electric Annual NOX (tons) - 2009 | 0
2010 | 0
2011 | 0
Electric Lifecycle NOX (tons) - 2009 | 0
2010 | 0
2011 | 0
Electric Annual SO2 (lbs) - 2009
2010
2011
Electric Lifecycle SO2 (lbs) - 2009
2010
2011
Gas Annual CO2 (tons) - 2009 | 47.9696
2010 | 0
2011 | 0
Gas Lifecycle CO2 (tons) - 2009 | 590.2805
2010 | 0
2011 | 0
Gas Annual NOX (tons) - 2009 | 0.03772
2010 | 0
2011 | 0
Gas Lifecycle NOX (tons) - 2009 | 0.46415
2010 | 0
2011 | 0
Gas Annual SO2 (lbs) - 2009
2010
2011
Gas Lifecycle SO2 (lbs) - 2009
2010
2011
Data below not currently used in Energy Division workbook
Levelized Cost RIM ($/therm)
Discounted Therms | 60396.1629
Cost | 1.1252
Benefits | 0.89475
Benefit-Cost | -0.23048
Levelized Cost RIM ($/kWh)
Discounted kWh | 0
Cost | 0
Benefits | 0
Benefit-Cost | -0.23048
RIM
Costs | 67959.5917
Electric Benefits | 0
Gas Benefits | 54039.6177
Net Benefits (NPV) | -13919.9739
BC Ratio | 0.79517
Impacts for all programs installed trhough 2019
Net July-Sept Peak (kW)
Clothes Dryer | 0
Clothes Washer | 0
Consumer Electronics | 0
Cooking | 0
Dishwasher | 0
Net Dec-Feb Pk (kW)
Clothes Dryer | 0
Clothes Washer | 0
Consumer Electronics | 0
Cooking | 0
Dishwasher | 0
0
Clothes Dryer | 0
Clothes Washer | 0
Consumer Electronics | 0
Cooking | 0
Dishwasher | 0
Annual Net kWh
Clothes Dryer | 0
Clothes Washer | 0
Consumer Electronics | 0
Cooking | 0
Dishwasher | 0
Lifecycle Net kWh
Clothes Dryer | 0
Clothes Washer | 0
Consumer Electronics | 0
Cooking | 0
Dishwasher | 0
Annual Net Therms
Clothes Dryer | 0
Clothes Washer | 6017.2903
Consumer Electronics | 0
Cooking | 0
Dishwasher | 0
Lifecycle Net Therms
Clothes Dryer | 0
Clothes Washer | 61615.2187
Consumer Electronics | 0
Cooking | 0
Dishwasher | 0

## Output by Measure
0
0
SoCal Gas | [7 empty] | Levelized Benefits less Costs (TRC) |  |  |  | Levelized Benefits less Costs (PAC) |  |  |  | Benefit Cost Ratios
Net Impacts by Measure | [7 empty] | No Allocated Admin |  | w/ Allocated Admin |  | No Allocated Admin |  | w/ Allocated Admin |  | No Allocated Admin |  | w/ Allocated Admin
| Net Avg Jul-Sep (kW) | Net Dec-Feb Pk (kW) | Net User Entered kW | Annual kWh adj for Net to gross | Lifecycle kWh (Annual * Measure Life) | Annual Therms | Lifecycle Therms | Electric ($/kWh) | Gas ($/Th) | Electric ($/kWh) | Gas ($/Th) | Electric ($/kWh) | Gas ($/Th) | Electric ($/kWh) | Gas ($/Th) | TRC | PAC | TRC | PAC
Total or Average | 0 | 0 | 0 | 0 | 0 | 8199.9253 | 100902.6487 | 0 | -0.34466 | 0 | -0.34466 | 0 | -0.23048 | 0 | -0.23048
348002-Duct Test and Seal (Gas Only) | 0 | 0 | 0 | 0 | 0 | 11.193 | 201.474 | 0 | -1.7067 | 0 | -1.7067 | 0 | -1.4818 | 0 | -1.4818 | 0.35699 | 0.39004 | 0.35699 | 0.39004
348004-Faucet Aerator | 0 | 0 | 0 | 0 | 0 | 17.1691 | 171.6915 | 0 | 0.55901 | 0 | 0.55901 | 0 | 0.59723 | 0 | 0.59723 | 2.8212 | 3.2223 | 2.8212 | 3.2223
348003-Pipe Wrap | 0 | 0 | 0 | 0 | 0 | 7.6313 | 83.9443 | 0 | 0.19569 | 0 | 0.19569 | 0 | 0.2884 | 0 | 0.2884 | 1.2871 | 1.4897 | 1.2871 | 1.4897
348002-Duct Test and Seal (Gas Only) | 0 | 0 | 0 | 0 | 0 | 11.193 | 201.474 | 0 | -1.7067 | 0 | -1.7067 | 0 | -1.4818 | 0 | -1.4818 | 0.35699 | 0.39004 | 0.35699 | 0.39004
348004-Faucet Aerator | 0 | 0 | 0 | 0 | 0 | 11.4461 | 114.461 | 0 | 0.55901 | 0 | 0.55901 | 0 | 0.59723 | 0 | 0.59723 | 2.8212 | 3.2223 | 2.8212 | 3.2223
348005-Low Flow Showerheads | 0 | 0 | 0 | 0 | 0 | 6.2846 | 62.846 | 0 | 0.040955 | 0 | 0.040955 | 0 | 0.10772 | 0 | 0.10772 | 1.0496 | 1.1421 | 1.0496 | 1.1421
348003-Pipe Wrap | 0 | 0 | 0 | 0 | 0 | 7.6313 | 83.9443 | 0 | 0.19569 | 0 | 0.19569 | 0 | 0.2884 | 0 | 0.2884 | 1.2871 | 1.4897 | 1.2871 | 1.4897
348005-Low Flow Showerheads | 0 | 0 | 0 | 0 | 0 | 6.2846 | 62.846 | 0 | 0.040955 | 0 | 0.040955 | 0 | 0.10772 | 0 | 0.10772 | 1.0496 | 1.1421 | 1.0496 | 1.1421
348003-Pipe Wrap | 0 | 0 | 0 | 0 | 0 | 7.6313 | 83.9443 | 0 | 0.19569 | 0 | 0.19569 | 0 | 0.2884 | 0 | 0.2884 | 1.2871 | 1.4897 | 1.2871 | 1.4897
348002-Duct Test and Seal (Gas Only) | 0 | 0 | 0 | 0 | 0 | 11.193 | 201.474 | 0 | -1.7067 | 0 | -1.7067 | 0 | -1.4818 | 0 | -1.4818 | 0.35699 | 0.39004 | 0.35699 | 0.39004
348003-Pipe Wrap | 0 | 0 | 0 | 0 | 0 | 7.6313 | 83.9443 | 0 | 0.19569 | 0 | 0.19569 | 0 | 0.2884 | 0 | 0.2884 | 1.2871 | 1.4897 | 1.2871 | 1.4897
348002-Duct Test and Seal (Gas Only) | 0 | 0 | 0 | 0 | 0 | 11.193 | 201.474 | 0 | -1.7067 | 0 | -1.7067 | 0 | -1.4818 | 0 | -1.4818 | 0.35699 | 0.39004 | 0.35699 | 0.39004
348004-Faucet Aerator | 0 | 0 | 0 | 0 | 0 | 17.1691 | 171.6915 | 0 | 0.55901 | 0 | 0.55901 | 0 | 0.59723 | 0 | 0.59723 | 2.8212 | 3.2223 | 2.8212 | 3.2223
348005-Low Flow Showerheads | 0 | 0 | 0 | 0 | 0 | 12.5692 | 125.692 | 0 | 0.040955 | 0 | 0.040955 | 0 | 0.10772 | 0 | 0.10772 | 1.0496 | 1.1421 | 1.0496 | 1.1421
348003-Pipe Wrap | 0 | 0 | 0 | 0 | 0 | 7.6313 | 83.9443 | 0 | 0.19569 | 0 | 0.19569 | 0 | 0.2884 | 0 | 0.2884 | 1.2871 | 1.4897 | 1.2871 | 1.4897
348002-Duct Test and Seal (Gas Only) | 0 | 0 | 0 | 0 | 0 | 11.193 | 201.474 | 0 | -1.7067 | 0 | -1.7067 | 0 | -1.4818 | 0 | -1.4818 | 0.35699 | 0.39004 | 0.35699 | 0.39004
348003-Pipe Wrap | 0 | 0 | 0 | 0 | 0 | 7.6313 | 83.9443 | 0 | 0.19569 | 0 | 0.19569 | 0 | 0.2884 | 0 | 0.2884 | 1.2871 | 1.4897 | 1.2871 | 1.4897
348002-Duct Test and Seal (Gas Only) | 0 | 0 | 0 | 0 | 0 | 11.193 | 201.474 | 0 | -1.7067 | 0 | -1.7067 | 0 | -1.4818 | 0 | -1.4818 | 0.35699 | 0.39004 | 0.35699 | 0.39004
348004-Faucet Aerator | 0 | 0 | 0 | 0 | 0 | 11.4461 | 114.461 | 0 | 0.55901 | 0 | 0.55901 | 0 | 0.59723 | 0 | 0.59723 | 2.8212 | 3.2223 | 2.8212 | 3.2223
348003-Pipe Wrap | 0 | 0 | 0 | 0 | 0 | 7.6313 | 83.9443 | 0 | 0.19569 | 0 | 0.19569 | 0 | 0.2884 | 0 | 0.2884 | 1.2871 | 1.4897 | 1.2871 | 1.4897
348002-Duct Test and Seal (Gas Only) | 0 | 0 | 0 | 0 | 0 | 11.193 | 201.474 | 0 | -1.7067 | 0 | -1.7067 | 0 | -1.4818 | 0 | -1.4818 | 0.35699 | 0.39004 | 0.35699 | 0.39004
348004-Faucet Aerator | 0 | 0 | 0 | 0 | 0 | 11.4461 | 114.461 | 0 | 0.55901 | 0 | 0.55901 | 0 | 0.59723 | 0 | 0.59723 | 2.8212 | 3.2223 | 2.8212 | 3.2223
348003-Pipe Wrap | 0 | 0 | 0 | 0 | 0 | 7.6313 | 83.9443 | 0 | 0.19569 | 0 | 0.19569 | 0 | 0.2884 | 0 | 0.2884 | 1.2871 | 1.4897 | 1.2871 | 1.4897
348002-Duct Test and Seal (Gas Only) | 0 | 0 | 0 | 0 | 0 | 11.193 | 201.474 | 0 | -1.7067 | 0 | -1.7067 | 0 | -1.4818 | 0 | -1.4818 | 0.35699 | 0.39004 | 0.35699 | 0.39004
348004-Faucet Aerator | 0 | 0 | 0 | 0 | 0 | 11.4461 | 114.461 | 0 | 0.55901 | 0 | 0.55901 | 0 | 0.59723 | 0 | 0.59723 | 2.8212 | 3.2223 | 2.8212 | 3.2223
348005-Low Flow Showerheads | 0 | 0 | 0 | 0 | 0 | 6.2846 | 62.846 | 0 | 0.040955 | 0 | 0.040955 | 0 | 0.10772 | 0 | 0.10772 | 1.0496 | 1.1421 | 1.0496 | 1.1421
348003-Pipe Wrap | 0 | 0 | 0 | 0 | 0 | 7.6313 | 83.9443 | 0 | 0.19569 | 0 | 0.19569 | 0 | 0.2884 | 0 | 0.2884 | 1.2871 | 1.4897 | 1.2871 | 1.4897
348002-Duct Test and Seal (Gas Only) | 0 | 0 | 0 | 0 | 0 | 11.193 | 201.474 | 0 | -1.7067 | 0 | -1.7067 | 0 | -1.4818 | 0 | -1.4818 | 0.35699 | 0.39004 | 0.35699 | 0.39004
348004-Faucet Aerator | 0 | 0 | 0 | 0 | 0 | 11.4461 | 114.461 | 0 | 0.55901 | 0 | 0.55901 | 0 | 0.59723 | 0 | 0.59723 | 2.8212 | 3.2223 | 2.8212 | 3.2223
348005-Low Flow Showerheads | 0 | 0 | 0 | 0 | 0 | 6.2846 | 62.846 | 0 | 0.040955 | 0 | 0.040955 | 0 | 0.10772 | 0 | 0.10772 | 1.0496 | 1.1421 | 1.0496 | 1.1421
348003-Pipe Wrap | 0 | 0 | 0 | 0 | 0 | 7.6313 | 83.9443 | 0 | 0.19569 | 0 | 0.19569 | 0 | 0.2884 | 0 | 0.2884 | 1.2871 | 1.4897 | 1.2871 | 1.4897
348002-Duct Test and Seal (Gas Only) | 0 | 0 | 0 | 0 | 0 | 11.193 | 201.474 | 0 | -1.7067 | 0 | -1.7067 | 0 | -1.4818 | 0 | -1.4818 | 0.35699 | 0.39004 | 0.35699 | 0.39004
348004-Faucet Aerator | 0 | 0 | 0 | 0 | 0 | 17.1691 | 171.6915 | 0 | 0.55901 | 0 | 0.55901 | 0 | 0.59723 | 0 | 0.59723 | 2.8212 | 3.2223 | 2.8212 | 3.2223
348005-Low Flow Showerheads | 0 | 0 | 0 | 0 | 0 | 6.2846 | 62.846 | 0 | 0.040955 | 0 | 0.040955 | 0 | 0.10772 | 0 | 0.10772 | 1.0496 | 1.1421 | 1.0496 | 1.1421
348003-Pipe Wrap | 0 | 0 | 0 | 0 | 0 | 7.6313 | 83.9443 | 0 | 0.19569 | 0 | 0.19569 | 0 | 0.2884 | 0 | 0.2884 | 1.2871 | 1.4897 | 1.2871 | 1.4897
348004-Faucet Aerator | 0 | 0 | 0 | 0 | 0 | 11.4461 | 114.461 | 0 | 0.55901 | 0 | 0.55901 | 0 | 0.59723 | 0 | 0.59723 | 2.8212 | 3.2223 | 2.8212 | 3.2223
348005-Low Flow Showerheads | 0 | 0 | 0 | 0 | 0 | 6.2846 | 62.846 | 0 | 0.040955 | 0 | 0.040955 | 0 | 0.10772 | 0 | 0.10772 | 1.0496 | 1.1421 | 1.0496 | 1.1421
348002-Duct Test and Seal (Gas Only) | 0 | 0 | 0 | 0 | 0 | 11.193 | 201.474 | 0 | -1.7067 | 0 | -1.7067 | 0 | -1.4818 | 0 | -1.4818 | 0.35699 | 0.39004 | 0.35699 | 0.39004
348004-Faucet Aerator | 0 | 0 | 0 | 0 | 0 | 11.4461 | 114.461 | 0 | 0.55901 | 0 | 0.55901 | 0 | 0.59723 | 0 | 0.59723 | 2.8212 | 3.2223 | 2.8212 | 3.2223
348005-Low Flow Showerheads | 0 | 0 | 0 | 0 | 0 | 6.2846 | 62.846 | 0 | 0.040955 | 0 | 0.040955 | 0 | 0.10772 | 0 | 0.10772 | 1.0496 | 1.1421 | 1.0496 | 1.1421
348002-Duct Test and Seal (Gas Only) | 0 | 0 | 0 | 0 | 0 | 11.193 | 201.474 | 0 | -1.7067 | 0 | -1.7067 | 0 | -1.4818 | 0 | -1.4818 | 0.35699 | 0.39004 | 0.35699 | 0.39004
348004-Faucet Aerator | 0 | 0 | 0 | 0 | 0 | 11.4461 | 114.461 | 0 | 0.55901 | 0 | 0.55901 | 0 | 0.59723 | 0 | 0.59723 | 2.8212 | 3.2223 | 2.8212 | 3.2223
348005-Low Flow Showerheads | 0 | 0 | 0 | 0 | 0 | 6.2846 | 62.846 | 0 | 0.040955 | 0 | 0.040955 | 0 | 0.10772 | 0 | 0.10772 | 1.0496 | 1.1421 | 1.0496 | 1.1421
348002-Duct Test and Seal (Gas Only) | 0 | 0 | 0 | 0 | 0 | 11.193 | 201.474 | 0 | -1.7067 | 0 | -1.7067 | 0 | -1.4818 | 0 | -1.4818 | 0.35699 | 0.39004 | 0.35699 | 0.39004
348004-Faucet Aerator | 0 | 0 | 0 | 0 | 0 | 11.4461 | 114.461 | 0 | 0.55901 | 0 | 0.55901 | 0 | 0.59723 | 0 | 0.59723 | 2.8212 | 3.2223 | 2.8212 | 3.2223
348005-Low Flow Showerheads | 0 | 0 | 0 | 0 | 0 | 12.5692 | 125.692 | 0 | 0.040955 | 0 | 0.040955 | 0 | 0.10772 | 0 | 0.10772 | 1.0496 | 1.1421 | 1.0496 | 1.1421
348003-Pipe Wrap | 0 | 0 | 0 | 0 | 0 | 7.6313 | 83.9443 | 0 | 0.19569 | 0 | 0.19569 | 0 | 0.2884 | 0 | 0.2884 | 1.2871 | 1.4897 | 1.2871 | 1.4897
348002-Duct Test and Seal (Gas Only) | 0 | 0 | 0 | 0 | 0 | 11.193 | 201.474 | 0 | -1.7067 | 0 | -1.7067 | 0 | -1.4818 | 0 | -1.4818 | 0.35699 | 0.39004 | 0.35699 | 0.39004
348003-Pipe Wrap | 0 | 0 | 0 | 0 | 0 | 7.6313 | 83.9443 | 0 | 0.19569 | 0 | 0.19569 | 0 | 0.2884 | 0 | 0.2884 | 1.2871 | 1.4897 | 1.2871 | 1.4897
348002-Duct Test and Seal (Gas Only) | 0 | 0 | 0 | 0 | 0 | 11.193 | 201.474 | 0 | -1.7067 | 0 | -1.7067 | 0 | -1.4818 | 0 | -1.4818 | 0.35699 | 0.39004 | 0.35699 | 0.39004
348005-Low Flow Showerheads | 0 | 0 | 0 | 0 | 0 | 12.5692 | 125.692 | 0 | 0.040955 | 0 | 0.040955 | 0 | 0.10772 | 0 | 0.10772 | 1.0496 | 1.1421 | 1.0496 | 1.1421
348003-Pipe Wrap | 0 | 0 | 0 | 0 | 0 | 7.6313 | 83.9443 | 0 | 0.19569 | 0 | 0.19569 | 0 | 0.2884 | 0 | 0.2884 | 1.2871 | 1.4897 | 1.2871 | 1.4897
348004-Faucet Aerator | 0 | 0 | 0 | 0 | 0 | 5.723 | 57.2305 | 0 | 0.55901 | 0 | 0.55901 | 0 | 0.59723 | 0 | 0.59723 | 2.8212 | 3.2223 | 2.8212 | 3.2223
348005-Low Flow Showerheads | 0 | 0 | 0 | 0 | 0 | 6.2846 | 62.846 | 0 | 0.040955 | 0 | 0.040955 | 0 | 0.10772 | 0 | 0.10772 | 1.0496 | 1.1421 | 1.0496 | 1.1421
348002-Duct Test and Seal (Gas Only) | 0 | 0 | 0 | 0 | 0 | 11.193 | 201.474 | 0 | -1.7067 | 0 | -1.7067 | 0 | -1.4818 | 0 | -1.4818 | 0.35699 | 0.39004 | 0.35699 | 0.39004
348004-Faucet Aerator | 0 | 0 | 0 | 0 | 0 | 11.4461 | 114.461 | 0 | 0.55901 | 0 | 0.55901 | 0 | 0.59723 | 0 | 0.59723 | 2.8212 | 3.2223 | 2.8212 | 3.2223
348002-Duct Test and Seal (Gas Only) | 0 | 0 | 0 | 0 | 0 | 11.193 | 201.474 | 0 | -1.7067 | 0 | -1.7067 | 0 | -1.4818 | 0 | -1.4818 | 0.35699 | 0.39004 | 0.35699 | 0.39004
348004-Faucet Aerator | 0 | 0 | 0 | 0 | 0 | 11.4461 | 114.461 | 0 | 0.55901 | 0 | 0.55901 | 0 | 0.59723 | 0 | 0.59723 | 2.8212 | 3.2223 | 2.8212 | 3.2223
348005-Low Flow Showerheads | 0 | 0 | 0 | 0 | 0 | 6.2846 | 62.846 | 0 | 0.040955 | 0 | 0.040955 | 0 | 0.10772 | 0 | 0.10772 | 1.0496 | 1.1421 | 1.0496 | 1.1421
348003-Pipe Wrap | 0 | 0 | 0 | 0 | 0 | 7.6313 | 83.9443 | 0 | 0.19569 | 0 | 0.19569 | 0 | 0.2884 | 0 | 0.2884 | 1.2871 | 1.4897 | 1.2871 | 1.4897
348004-Faucet Aerator | 0 | 0 | 0 | 0 | 0 | 11.4461 | 114.461 | 0 | 0.55901 | 0 | 0.55901 | 0 | 0.59723 | 0 | 0.59723 | 2.8212 | 3.2223 | 2.8212 | 3.2223
348005-Low Flow Showerheads | 0 | 0 | 0 | 0 | 0 | 6.2846 | 62.846 | 0 | 0.040955 | 0 | 0.040955 | 0 | 0.10772 | 0 | 0.10772 | 1.0496 | 1.1421 | 1.0496 | 1.1421
348002-Duct Test and Seal (Gas Only) | 0 | 0 | 0 | 0 | 0 | 11.193 | 201.474 | 0 | -1.7067 | 0 | -1.7067 | 0 | -1.4818 | 0 | -1.4818 | 0.35699 | 0.39004 | 0.35699 | 0.39004
348004-Faucet Aerator | 0 | 0 | 0 | 0 | 0 | 5.723 | 57.2305 | 0 | 0.55901 | 0 | 0.55901 | 0 | 0.59723 | 0 | 0.59723 | 2.8212 | 3.2223 | 2.8212 | 3.2223
348003-Pipe Wrap | 0 | 0 | 0 | 0 | 0 | 7.6313 | 83.9443 | 0 | 0.19569 | 0 | 0.19569 | 0 | 0.2884 | 0 | 0.2884 | 1.2871 | 1.4897 | 1.2871 | 1.4897
348002-Duct Test and Seal (Gas Only) | 0 | 0 | 0 | 0 | 0 | 11.193 | 201.474 | 0 | -1.7067 | 0 | -1.7067 | 0 | -1.4818 | 0 | -1.4818 | 0.35699 | 0.39004 | 0.35699 | 0.39004
348004-Faucet Aerator | 0 | 0 | 0 | 0 | 0 | 11.4461 | 114.461 | 0 | 0.55901 | 0 | 0.55901 | 0 | 0.59723 | 0 | 0.59723 | 2.8212 | 3.2223 | 2.8212 | 3.2223
348005-Low Flow Showerheads | 0 | 0 | 0 | 0 | 0 | 6.2846 | 62.846 | 0 | 0.040955 | 0 | 0.040955 | 0 | 0.10772 | 0 | 0.10772 | 1.0496 | 1.1421 | 1.0496 | 1.1421
348003-Pipe Wrap | 0 | 0 | 0 | 0 | 0 | 7.6313 | 83.9443 | 0 | 0.19569 | 0 | 0.19569 | 0 | 0.2884 | 0 | 0.2884 | 1.2871 | 1.4897 | 1.2871 | 1.4897
348002-Duct Test and Seal (Gas Only) | 0 | 0 | 0 | 0 | 0 | 11.193 | 201.474 | 0 | -1.7067 | 0 | -1.7067 | 0 | -1.4818 | 0 | -1.4818 | 0.35699 | 0.39004 | 0.35699 | 0.39004
348004-Faucet Aerator | 0 | 0 | 0 | 0 | 0 | 11.4461 | 114.461 | 0 | 0.55901 | 0 | 0.55901 | 0 | 0.59723 | 0 | 0.59723 | 2.8212 | 3.2223 | 2.8212 | 3.2223
348005-Low Flow Showerheads | 0 | 0 | 0 | 0 | 0 | 6.2846 | 62.846 | 0 | 0.040955 | 0 | 0.040955 | 0 | 0.10772 | 0 | 0.10772 | 1.0496 | 1.1421 | 1.0496 | 1.1421
348003-Pipe Wrap | 0 | 0 | 0 | 0 | 0 | 7.6313 | 83.9443 | 0 | 0.19569 | 0 | 0.19569 | 0 | 0.2884 | 0 | 0.2884 | 1.2871 | 1.4897 | 1.2871 | 1.4897
348002-Duct Test and Seal (Gas Only) | 0 | 0 | 0 | 0 | 0 | 11.193 | 201.474 | 0 | -1.7067 | 0 | -1.7067 | 0 | -1.4818 | 0 | -1.4818 | 0.35699 | 0.39004 | 0.35699 | 0.39004
348004-Faucet Aerator | 0 | 0 | 0 | 0 | 0 | 5.723 | 57.2305 | 0 | 0.55901 | 0 | 0.55901 | 0 | 0.59723 | 0 | 0.59723 | 2.8212 | 3.2223 | 2.8212 | 3.2223
348003-Pipe Wrap | 0 | 0 | 0 | 0 | 0 | 7.6313 | 83.9443 | 0 | 0.19569 | 0 | 0.19569 | 0 | 0.2884 | 0 | 0.2884 | 1.2871 | 1.4897 | 1.2871 | 1.4897
348002-Duct Test and Seal (Gas Only) | 0 | 0 | 0 | 0 | 0 | 11.193 | 201.474 | 0 | -1.7067 | 0 | -1.7067 | 0 | -1.4818 | 0 | -1.4818 | 0.35699 | 0.39004 | 0.35699 | 0.39004
348004-Faucet Aerator | 0 | 0 | 0 | 0 | 0 | 17.1691 | 171.6915 | 0 | 0.55901 | 0 | 0.55901 | 0 | 0.59723 | 0 | 0.59723 | 2.8212 | 3.2223 | 2.8212 | 3.2223
348005-Low Flow Showerheads | 0 | 0 | 0 | 0 | 0 | 6.2846 | 62.846 | 0 | 0.040955 | 0 | 0.040955 | 0 | 0.10772 | 0 | 0.10772 | 1.0496 | 1.1421 | 1.0496 | 1.1421
348003-Pipe Wrap | 0 | 0 | 0 | 0 | 0 | 7.6313 | 83.9443 | 0 | 0.19569 | 0 | 0.19569 | 0 | 0.2884 | 0 | 0.2884 | 1.2871 | 1.4897 | 1.2871 | 1.4897
348002-Duct Test and Seal (Gas Only) | 0 | 0 | 0 | 0 | 0 | 11.193 | 201.474 | 0 | -1.7067 | 0 | -1.7067 | 0 | -1.4818 | 0 | -1.4818 | 0.35699 | 0.39004 | 0.35699 | 0.39004
348005-Low Flow Showerheads | 0 | 0 | 0 | 0 | 0 | 6.2846 | 62.846 | 0 | 0.040955 | 0 | 0.040955 | 0 | 0.10772 | 0 | 0.10772 | 1.0496 | 1.1421 | 1.0496 | 1.1421
348003-Pipe Wrap | 0 | 0 | 0 | 0 | 0 | 7.6313 | 83.9443 | 0 | 0.19569 | 0 | 0.19569 | 0 | 0.2884 | 0 | 0.2884 | 1.2871 | 1.4897 | 1.2871 | 1.4897
348004-Faucet Aerator | 0 | 0 | 0 | 0 | 0 | 11.4461 | 114.461 | 0 | 0.55901 | 0 | 0.55901 | 0 | 0.59723 | 0 | 0.59723 | 2.8212 | 3.2223 | 2.8212 | 3.2223
348005-Low Flow Showerheads | 0 | 0 | 0 | 0 | 0 | 6.2846 | 62.846 | 0 | 0.040955 | 0 | 0.040955 | 0 | 0.10772 | 0 | 0.10772 | 1.0496 | 1.1421 | 1.0496 | 1.1421
348002-Duct Test and Seal (Gas Only) | 0 | 0 | 0 | 0 | 0 | 11.193 | 201.474 | 0 | -1.7067 | 0 | -1.7067 | 0 | -1.4818 | 0 | -1.4818 | 0.35699 | 0.39004 | 0.35699 | 0.39004
348004-Faucet Aerator | 0 | 0 | 0 | 0 | 0 | 5.723 | 57.2305 | 0 | 0.55901 | 0 | 0.55901 | 0 | 0.59723 | 0 | 0.59723 | 2.8212 | 3.2223 | 2.8212 | 3.2223
348005-Low Flow Showerheads | 0 | 0 | 0 | 0 | 0 | 6.2846 | 62.846 | 0 | 0.040955 | 0 | 0.040955 | 0 | 0.10772 | 0 | 0.10772 | 1.0496 | 1.1421 | 1.0496 | 1.1421
348003-Pipe Wrap | 0 | 0 | 0 | 0 | 0 | 7.6313 | 83.9443 | 0 | 0.19569 | 0 | 0.19569 | 0 | 0.2884 | 0 | 0.2884 | 1.2871 | 1.4897 | 1.2871 | 1.4897
348002-Duct Test and Seal (Gas Only) | 0 | 0 | 0 | 0 | 0 | 11.193 | 201.474 | 0 | -1.7067 | 0 | -1.7067 | 0 | -1.4818 | 0 | -1.4818 | 0.35699 | 0.39004 | 0.35699 | 0.39004
348004-Faucet Aerator | 0 | 0 | 0 | 0 | 0 | 11.4461 | 114.461 | 0 | 0.55901 | 0 | 0.55901 | 0 | 0.59723 | 0 | 0.59723 | 2.8212 | 3.2223 | 2.8212 | 3.2223
348005-Low Flow Showerheads | 0 | 0 | 0 | 0 | 0 | 12.5692 | 125.692 | 0 | 0.040955 | 0 | 0.040955 | 0 | 0.10772 | 0 | 0.10772 | 1.0496 | 1.1421 | 1.0496 | 1.1421
348003-Pipe Wrap | 0 | 0 | 0 | 0 | 0 | 7.6313 | 83.9443 | 0 | 0.19569 | 0 | 0.19569 | 0 | 0.2884 | 0 | 0.2884 | 1.2871 | 1.4897 | 1.2871 | 1.4897
348002-Duct Test and Seal (Gas Only) | 0 | 0 | 0 | 0 | 0 | 11.193 | 201.474 | 0 | -1.7067 | 0 | -1.7067 | 0 | -1.4818 | 0 | -1.4818 | 0.35699 | 0.39004 | 0.35699 | 0.39004
348004-Faucet Aerator | 0 | 0 | 0 | 0 | 0 | 17.1691 | 171.6915 | 0 | 0.55901 | 0 | 0.55901 | 0 | 0.59723 | 0 | 0.59723 | 2.8212 | 3.2223 | 2.8212 | 3.2223
348005-Low Flow Showerheads | 0 | 0 | 0 | 0 | 0 | 6.2846 | 62.846 | 0 | 0.040955 | 0 | 0.040955 | 0 | 0.10772 | 0 | 0.10772 | 1.0496 | 1.1421 | 1.0496 | 1.1421
348003-Pipe Wrap | 0 | 0 | 0 | 0 | 0 | 7.6313 | 83.9443 | 0 | 0.19569 | 0 | 0.19569 | 0 | 0.2884 | 0 | 0.2884 | 1.2871 | 1.4897 | 1.2871 | 1.4897
348002-Duct Test and Seal (Gas Only) | 0 | 0 | 0 | 0 | 0 | 11.193 | 201.474 | 0 | -1.7067 | 0 | -1.7067 | 0 | -1.4818 | 0 | -1.4818 | 0.35699 | 0.39004 | 0.35699 | 0.39004
348004-Faucet Aerator | 0 | 0 | 0 | 0 | 0 | 17.1691 | 171.6915 | 0 | 0.55901 | 0 | 0.55901 | 0 | 0.59723 | 0 | 0.59723 | 2.8212 | 3.2223 | 2.8212 | 3.2223
348005-Low Flow Showerheads | 0 | 0 | 0 | 0 | 0 | 12.5692 | 125.692 | 0 | 0.040955 | 0 | 0.040955 | 0 | 0.10772 | 0 | 0.10772 | 1.0496 | 1.1421 | 1.0496 | 1.1421
348003-Pipe Wrap | 0 | 0 | 0 | 0 | 0 | 7.6313 | 83.9443 | 0 | 0.19569 | 0 | 0.19569 | 0 | 0.2884 | 0 | 0.2884 | 1.2871 | 1.4897 | 1.2871 | 1.4897
348004-Faucet Aerator | 0 | 0 | 0 | 0 | 0 | 11.4461 | 114.461 | 0 | 0.55901 | 0 | 0.55901 | 0 | 0.59723 | 0 | 0.59723 | 2.8212 | 3.2223 | 2.8212 | 3.2223
348004-Faucet Aerator | 0 | 0 | 0 | 0 | 0 | 11.4461 | 114.461 | 0 | 0.55901 | 0 | 0.55901 | 0 | 0.59723 | 0 | 0.59723 | 2.8212 | 3.2223 | 2.8212 | 3.2223
348005-Low Flow Showerheads | 0 | 0 | 0 | 0 | 0 | 12.5692 | 125.692 | 0 | 0.040955 | 0 | 0.040955 | 0 | 0.10772 | 0 | 0.10772 | 1.0496 | 1.1421 | 1.0496 | 1.1421
348003-Pipe Wrap | 0 | 0 | 0 | 0 | 0 | 7.6313 | 83.9443 | 0 | 0.19569 | 0 | 0.19569 | 0 | 0.2884 | 0 | 0.2884 | 1.2871 | 1.4897 | 1.2871 | 1.4897
348002-Duct Test and Seal (Gas Only) | 0 | 0 | 0 | 0 | 0 | 11.193 | 201.474 | 0 | -1.7067 | 0 | -1.7067 | 0 | -1.4818 | 0 | -1.4818 | 0.35699 | 0.39004 | 0.35699 | 0.39004
348004-Faucet Aerator | 0 | 0 | 0 | 0 | 0 | 11.4461 | 114.461 | 0 | 0.55901 | 0 | 0.55901 | 0 | 0.59723 | 0 | 0.59723 | 2.8212 | 3.2223 | 2.8212 | 3.2223
348003-Pipe Wrap | 0 | 0 | 0 | 0 | 0 | 7.6313 | 83.9443 | 0 | 0.19569 | 0 | 0.19569 | 0 | 0.2884 | 0 | 0.2884 | 1.2871 | 1.4897 | 1.2871 | 1.4897
348002-Duct Test and Seal (Gas Only) | 0 | 0 | 0 | 0 | 0 | 11.193 | 201.474 | 0 | -1.7067 | 0 | -1.7067 | 0 | -1.4818 | 0 | -1.4818 | 0.35699 | 0.39004 | 0.35699 | 0.39004
348004-Faucet Aerator | 0 | 0 | 0 | 0 | 0 | 11.4461 | 114.461 | 0 | 0.55901 | 0 | 0.55901 | 0 | 0.59723 | 0 | 0.59723 | 2.8212 | 3.2223 | 2.8212 | 3.2223
348005-Low Flow Showerheads | 0 | 0 | 0 | 0 | 0 | 6.2846 | 62.846 | 0 | 0.040955 | 0 | 0.040955 | 0 | 0.10772 | 0 | 0.10772 | 1.0496 | 1.1421 | 1.0496 | 1.1421
348003-Pipe Wrap | 0 | 0 | 0 | 0 | 0 | 7.6313 | 83.9443 | 0 | 0.19569 | 0 | 0.19569 | 0 | 0.2884 | 0 | 0.2884 | 1.2871 | 1.4897 | 1.2871 | 1.4897
348002-Duct Test and Seal (Gas Only) | 0 | 0 | 0 | 0 | 0 | 11.193 | 201.474 | 0 | -1.7067 | 0 | -1.7067 | 0 | -1.4818 | 0 | -1.4818 | 0.35699 | 0.39004 | 0.35699 | 0.39004
348004-Faucet Aerator | 0 | 0 | 0 | 0 | 0 | 17.1691 | 171.6915 | 0 | 0.55901 | 0 | 0.55901 | 0 | 0.59723 | 0 | 0.59723 | 2.8212 | 3.2223 | 2.8212 | 3.2223
348005-Low Flow Showerheads | 0 | 0 | 0 | 0 | 0 | 12.5692 | 125.692 | 0 | 0.040955 | 0 | 0.040955 | 0 | 0.10772 | 0 | 0.10772 | 1.0496 | 1.1421 | 1.0496 | 1.1421
348003-Pipe Wrap | 0 | 0 | 0 | 0 | 0 | 7.6313 | 83.9443 | 0 | 0.19569 | 0 | 0.19569 | 0 | 0.2884 | 0 | 0.2884 | 1.2871 | 1.4897 | 1.2871 | 1.4897
348002-Duct Test and Seal (Gas Only) | 0 | 0 | 0 | 0 | 0 | 11.193 | 201.474 | 0 | -1.7067 | 0 | -1.7067 | 0 | -1.4818 | 0 | -1.4818 | 0.35699 | 0.39004 | 0.35699 | 0.39004
348004-Faucet Aerator | 0 | 0 | 0 | 0 | 0 | 11.4461 | 114.461 | 0 | 0.55901 | 0 | 0.55901 | 0 | 0.59723 | 0 | 0.59723 | 2.8212 | 3.2223 | 2.8212 | 3.2223
348005-Low Flow Showerheads | 0 | 0 | 0 | 0 | 0 | 6.2846 | 62.846 | 0 | 0.040955 | 0 | 0.040955 | 0 | 0.10772 | 0 | 0.10772 | 1.0496 | 1.1421 | 1.0496 | 1.1421
348003-Pipe Wrap | 0 | 0 | 0 | 0 | 0 | 7.6313 | 83.9443 | 0 | 0.19569 | 0 | 0.19569 | 0 | 0.2884 | 0 | 0.2884 | 1.2871 | 1.4897 | 1.2871 | 1.4897
348002-Duct Test and Seal (Gas Only) | 0 | 0 | 0 | 0 | 0 | 11.193 | 201.474 | 0 | -1.7067 | 0 | -1.7067 | 0 | -1.4818 | 0 | -1.4818 | 0.35699 | 0.39004 | 0.35699 | 0.39004
348004-Faucet Aerator | 0 | 0 | 0 | 0 | 0 | 5.723 | 57.2305 | 0 | 0.55901 | 0 | 0.55901 | 0 | 0.59723 | 0 | 0.59723 | 2.8212 | 3.2223 | 2.8212 | 3.2223
348002-Duct Test and Seal (Gas Only) | 0 | 0 | 0 | 0 | 0 | 11.193 | 201.474 | 0 | -1.7067 | 0 | -1.7067 | 0 | -1.4818 | 0 | -1.4818 | 0.35699 | 0.39004 | 0.35699 | 0.39004
348004-Faucet Aerator | 0 | 0 | 0 | 0 | 0 | 11.4461 | 114.461 | 0 | 0.55901 | 0 | 0.55901 | 0 | 0.59723 | 0 | 0.59723 | 2.8212 | 3.2223 | 2.8212 | 3.2223
348002-Duct Test and Seal (Gas Only) | 0 | 0 | 0 | 0 | 0 | 11.193 | 201.474 | 0 | -1.7067 | 0 | -1.7067 | 0 | -1.4818 | 0 | -1.4818 | 0.35699 | 0.39004 | 0.35699 | 0.39004
348004-Faucet Aerator | 0 | 0 | 0 | 0 | 0 | 17.1691 | 171.6915 | 0 | 0.55901 | 0 | 0.55901 | 0 | 0.59723 | 0 | 0.59723 | 2.8212 | 3.2223 | 2.8212 | 3.2223
348005-Low Flow Showerheads | 0 | 0 | 0 | 0 | 0 | 12.5692 | 125.692 | 0 | 0.040955 | 0 | 0.040955 | 0 | 0.10772 | 0 | 0.10772 | 1.0496 | 1.1421 | 1.0496 | 1.1421
348003-Pipe Wrap | 0 | 0 | 0 | 0 | 0 | 7.6313 | 83.9443 | 0 | 0.19569 | 0 | 0.19569 | 0 | 0.2884 | 0 | 0.2884 | 1.2871 | 1.4897 | 1.2871 | 1.4897
348002-Duct Test and Seal (Gas Only) | 0 | 0 | 0 | 0 | 0 | 11.193 | 201.474 | 0 | -1.7067 | 0 | -1.7067 | 0 | -1.4818 | 0 | -1.4818 | 0.35699 | 0.39004 | 0.35699 | 0.39004
348004-Faucet Aerator | 0 | 0 | 0 | 0 | 0 | 5.723 | 57.2305 | 0 | 0.55901 | 0 | 0.55901 | 0 | 0.59723 | 0 | 0.59723 | 2.8212 | 3.2223 | 2.8212 | 3.2223
348003-Pipe Wrap | 0 | 0 | 0 | 0 | 0 | 7.6313 | 83.9443 | 0 | 0.19569 | 0 | 0.19569 | 0 | 0.2884 | 0 | 0.2884 | 1.2871 | 1.4897 | 1.2871 | 1.4897
348002-Duct Test and Seal (Gas Only) | 0 | 0 | 0 | 0 | 0 | 11.193 | 201.474 | 0 | -1.7067 | 0 | -1.7067 | 0 | -1.4818 | 0 | -1.4818 | 0.35699 | 0.39004 | 0.35699 | 0.39004
348004-Faucet Aerator | 0 | 0 | 0 | 0 | 0 | 11.4461 | 114.461 | 0 | 0.55901 | 0 | 0.55901 | 0 | 0.59723 | 0 | 0.59723 | 2.8212 | 3.2223 | 2.8212 | 3.2223
348005-Low Flow Showerheads | 0 | 0 | 0 | 0 | 0 | 6.2846 | 62.846 | 0 | 0.040955 | 0 | 0.040955 | 0 | 0.10772 | 0 | 0.10772 | 1.0496 | 1.1421 | 1.0496 | 1.1421
348003-Pipe Wrap | 0 | 0 | 0 | 0 | 0 | 7.6313 | 83.9443 | 0 | 0.19569 | 0 | 0.19569 | 0 | 0.2884 | 0 | 0.2884 | 1.2871 | 1.4897 | 1.2871 | 1.4897
348002-Duct Test and Seal (Gas Only) | 0 | 0 | 0 | 0 | 0 | 11.193 | 201.474 | 0 | -1.7067 | 0 | -1.7067 | 0 | -1.4818 | 0 | -1.4818 | 0.35699 | 0.39004 | 0.35699 | 0.39004
348004-Faucet Aerator | 0 | 0 | 0 | 0 | 0 | 17.1691 | 171.6915 | 0 | 0.55901 | 0 | 0.55901 | 0 | 0.59723 | 0 | 0.59723 | 2.8212 | 3.2223 | 2.8212 | 3.2223
348005-Low Flow Showerheads | 0 | 0 | 0 | 0 | 0 | 6.2846 | 62.846 | 0 | 0.040955 | 0 | 0.040955 | 0 | 0.10772 | 0 | 0.10772 | 1.0496 | 1.1421 | 1.0496 | 1.1421
348002-Duct Test and Seal (Gas Only) | 0 | 0 | 0 | 0 | 0 | 11.193 | 201.474 | 0 | -1.7067 | 0 | -1.7067 | 0 | -1.4818 | 0 | -1.4818 | 0.35699 | 0.39004 | 0.35699 | 0.39004
348004-Faucet Aerator | 0 | 0 | 0 | 0 | 0 | 11.4461 | 114.461 | 0 | 0.55901 | 0 | 0.55901 | 0 | 0.59723 | 0 | 0.59723 | 2.8212 | 3.2223 | 2.8212 | 3.2223
348005-Low Flow Showerheads | 0 | 0 | 0 | 0 | 0 | 6.2846 | 62.846 | 0 | 0.040955 | 0 | 0.040955 | 0 | 0.10772 | 0 | 0.10772 | 1.0496 | 1.1421 | 1.0496 | 1.1421
348002-Duct Test and Seal (Gas Only) | 0 | 0 | 0 | 0 | 0 | 11.193 | 201.474 | 0 | -1.7067 | 0 | -1.7067 | 0 | -1.4818 | 0 | -1.4818 | 0.35699 | 0.39004 | 0.35699 | 0.39004
348004-Faucet Aerator | 0 | 0 | 0 | 0 | 0 | 17.1691 | 171.6915 | 0 | 0.55901 | 0 | 0.55901 | 0 | 0.59723 | 0 | 0.59723 | 2.8212 | 3.2223 | 2.8212 | 3.2223
348003-Pipe Wrap | 0 | 0 | 0 | 0 | 0 | 7.6313 | 83.9443 | 0 | 0.19569 | 0 | 0.19569 | 0 | 0.2884 | 0 | 0.2884 | 1.2871 | 1.4897 | 1.2871 | 1.4897
348002-Duct Test and Seal (Gas Only) | 0 | 0 | 0 | 0 | 0 | 11.193 | 201.474 | 0 | -1.7067 | 0 | -1.7067 | 0 | -1.4818 | 0 | -1.4818 | 0.35699 | 0.39004 | 0.35699 | 0.39004
348004-Faucet Aerator | 0 | 0 | 0 | 0 | 0 | 11.4461 | 114.461 | 0 | 0.55901 | 0 | 0.55901 | 0 | 0.59723 | 0 | 0.59723 | 2.8212 | 3.2223 | 2.8212 | 3.2223
348005-Low Flow Showerheads | 0 | 0 | 0 | 0 | 0 | 6.2846 | 62.846 | 0 | 0.040955 | 0 | 0.040955 | 0 | 0.10772 | 0 | 0.10772 | 1.0496 | 1.1421 | 1.0496 | 1.1421
348003-Pipe Wrap | 0 | 0 | 0 | 0 | 0 | 7.6313 | 83.9443 | 0 | 0.19569 | 0 | 0.19569 | 0 | 0.2884 | 0 | 0.2884 | 1.2871 | 1.4897 | 1.2871 | 1.4897
348004-Faucet Aerator | 0 | 0 | 0 | 0 | 0 | 11.4461 | 114.461 | 0 | 0.55901 | 0 | 0.55901 | 0 | 0.59723 | 0 | 0.59723 | 2.8212 | 3.2223 | 2.8212 | 3.2223
348005-Low Flow Showerheads | 0 | 0 | 0 | 0 | 0 | 12.5692 | 125.692 | 0 | 0.040955 | 0 | 0.040955 | 0 | 0.10772 | 0 | 0.10772 | 1.0496 | 1.1421 | 1.0496 | 1.1421
348003-Pipe Wrap | 0 | 0 | 0 | 0 | 0 | 7.6313 | 83.9443 | 0 | 0.19569 | 0 | 0.19569 | 0 | 0.2884 | 0 | 0.2884 | 1.2871 | 1.4897 | 1.2871 | 1.4897
348002-Duct Test and Seal (Gas Only) | 0 | 0 | 0 | 0 | 0 | 11.193 | 201.474 | 0 | -1.7067 | 0 | -1.7067 | 0 | -1.4818 | 0 | -1.4818 | 0.35699 | 0.39004 | 0.35699 | 0.39004
348005-Low Flow Showerheads | 0 | 0 | 0 | 0 | 0 | 12.5692 | 125.692 | 0 | 0.040955 | 0 | 0.040955 | 0 | 0.10772 | 0 | 0.10772 | 1.0496 | 1.1421 | 1.0496 | 1.1421
348002-Duct Test and Seal (Gas Only) | 0 | 0 | 0 | 0 | 0 | 11.193 | 201.474 | 0 | -1.7067 | 0 | -1.7067 | 0 | -1.4818 | 0 | -1.4818 | 0.35699 | 0.39004 | 0.35699 | 0.39004
348004-Faucet Aerator | 0 | 0 | 0 | 0 | 0 | 5.723 | 57.2305 | 0 | 0.55901 | 0 | 0.55901 | 0 | 0.59723 | 0 | 0.59723 | 2.8212 | 3.2223 | 2.8212 | 3.2223
348005-Low Flow Showerheads | 0 | 0 | 0 | 0 | 0 | 6.2846 | 62.846 | 0 | 0.040955 | 0 | 0.040955 | 0 | 0.10772 | 0 | 0.10772 | 1.0496 | 1.1421 | 1.0496 | 1.1421
348002-Duct Test and Seal (Gas Only) | 0 | 0 | 0 | 0 | 0 | 11.193 | 201.474 | 0 | -1.7067 | 0 | -1.7067 | 0 | -1.4818 | 0 | -1.4818 | 0.35699 | 0.39004 | 0.35699 | 0.39004
348004-Faucet Aerator | 0 | 0 | 0 | 0 | 0 | 17.1691 | 171.6915 | 0 | 0.55901 | 0 | 0.55901 | 0 | 0.59723 | 0 | 0.59723 | 2.8212 | 3.2223 | 2.8212 | 3.2223
348005-Low Flow Showerheads | 0 | 0 | 0 | 0 | 0 | 12.5692 | 125.692 | 0 | 0.040955 | 0 | 0.040955 | 0 | 0.10772 | 0 | 0.10772 | 1.0496 | 1.1421 | 1.0496 | 1.1421
348003-Pipe Wrap | 0 | 0 | 0 | 0 | 0 | 7.6313 | 83.9443 | 0 | 0.19569 | 0 | 0.19569 | 0 | 0.2884 | 0 | 0.2884 | 1.2871 | 1.4897 | 1.2871 | 1.4897
348002-Duct Test and Seal (Gas Only) | 0 | 0 | 0 | 0 | 0 | 11.193 | 201.474 | 0 | -1.7067 | 0 | -1.7067 | 0 | -1.4818 | 0 | -1.4818 | 0.35699 | 0.39004 | 0.35699 | 0.39004
348004-Faucet Aerator | 0 | 0 | 0 | 0 | 0 | 17.1691 | 171.6915 | 0 | 0.55901 | 0 | 0.55901 | 0 | 0.59723 | 0 | 0.59723 | 2.8212 | 3.2223 | 2.8212 | 3.2223
348005-Low Flow Showerheads | 0 | 0 | 0 | 0 | 0 | 12.5692 | 125.692 | 0 | 0.040955 | 0 | 0.040955 | 0 | 0.10772 | 0 | 0.10772 | 1.0496 | 1.1421 | 1.0496 | 1.1421
348003-Pipe Wrap | 0 | 0 | 0 | 0 | 0 | 7.6313 | 83.9443 | 0 | 0.19569 | 0 | 0.19569 | 0 | 0.2884 | 0 | 0.2884 | 1.2871 | 1.4897 | 1.2871 | 1.4897
348002-Duct Test and Seal (Gas Only) | 0 | 0 | 0 | 0 | 0 | 11.193 | 201.474 | 0 | -1.7067 | 0 | -1.7067 | 0 | -1.4818 | 0 | -1.4818 | 0.35699 | 0.39004 | 0.35699 | 0.39004
348004-Faucet Aerator | 0 | 0 | 0 | 0 | 0 | 17.1691 | 171.6915 | 0 | 0.55901 | 0 | 0.55901 | 0 | 0.59723 | 0 | 0.59723 | 2.8212 | 3.2223 | 2.8212 | 3.2223
348005-Low Flow Showerheads | 0 | 0 | 0 | 0 | 0 | 12.5692 | 125.692 | 0 | 0.040955 | 0 | 0.040955 | 0 | 0.10772 | 0 | 0.10772 | 1.0496 | 1.1421 | 1.0496 | 1.1421
348003-Pipe Wrap | 0 | 0 | 0 | 0 | 0 | 7.6313 | 83.9443 | 0 | 0.19569 | 0 | 0.19569 | 0 | 0.2884 | 0 | 0.2884 | 1.2871 | 1.4897 | 1.2871 | 1.4897
348002-Duct Test and Seal (Gas Only) | 0 | 0 | 0 | 0 | 0 | 11.193 | 201.474 | 0 | -1.7067 | 0 | -1.7067 | 0 | -1.4818 | 0 | -1.4818 | 0.35699 | 0.39004 | 0.35699 | 0.39004
348004-Faucet Aerator | 0 | 0 | 0 | 0 | 0 | 11.4461 | 114.461 | 0 | 0.55901 | 0 | 0.55901 | 0 | 0.59723 | 0 | 0.59723 | 2.8212 | 3.2223 | 2.8212 | 3.2223
348005-Low Flow Showerheads | 0 | 0 | 0 | 0 | 0 | 6.2846 | 62.846 | 0 | 0.040955 | 0 | 0.040955 | 0 | 0.10772 | 0 | 0.10772 | 1.0496 | 1.1421 | 1.0496 | 1.1421
348003-Pipe Wrap | 0 | 0 | 0 | 0 | 0 | 7.6313 | 83.9443 | 0 | 0.19569 | 0 | 0.19569 | 0 | 0.2884 | 0 | 0.2884 | 1.2871 | 1.4897 | 1.2871 | 1.4897
348004-Faucet Aerator | 0 | 0 | 0 | 0 | 0 | 11.4461 | 114.461 | 0 | 0.55901 | 0 | 0.55901 | 0 | 0.59723 | 0 | 0.59723 | 2.8212 | 3.2223 | 2.8212 | 3.2223
348005-Low Flow Showerheads | 0 | 0 | 0 | 0 | 0 | 6.2846 | 62.846 | 0 | 0.040955 | 0 | 0.040955 | 0 | 0.10772 | 0 | 0.10772 | 1.0496 | 1.1421 | 1.0496 | 1.1421
348003-Pipe Wrap | 0 | 0 | 0 | 0 | 0 | 7.6313 | 83.9443 | 0 | 0.19569 | 0 | 0.19569 | 0 | 0.2884 | 0 | 0.2884 | 1.2871 | 1.4897 | 1.2871 | 1.4897
348002-Duct Test and Seal (Gas Only) | 0 | 0 | 0 | 0 | 0 | 11.193 | 201.474 | 0 | -1.7067 | 0 | -1.7067 | 0 | -1.4818 | 0 | -1.4818 | 0.35699 | 0.39004 | 0.35699 | 0.39004
348004-Faucet Aerator | 0 | 0 | 0 | 0 | 0 | 11.4461 | 114.461 | 0 | 0.55901 | 0 | 0.55901 | 0 | 0.59723 | 0 | 0.59723 | 2.8212 | 3.2223 | 2.8212 | 3.2223
348005-Low Flow Showerheads | 0 | 0 | 0 | 0 | 0 | 6.2846 | 62.846 | 0 | 0.040955 | 0 | 0.040955 | 0 | 0.10772 | 0 | 0.10772 | 1.0496 | 1.1421 | 1.0496 | 1.1421
348003-Pipe Wrap | 0 | 0 | 0 | 0 | 0 | 7.6313 | 83.9443 | 0 | 0.19569 | 0 | 0.19569 | 0 | 0.2884 | 0 | 0.2884 | 1.2871 | 1.4897 | 1.2871 | 1.4897
348004-Faucet Aerator | 0 | 0 | 0 | 0 | 0 | 11.4461 | 114.461 | 0 | 0.55901 | 0 | 0.55901 | 0 | 0.59723 | 0 | 0.59723 | 2.8212 | 3.2223 | 2.8212 | 3.2223
348005-Low Flow Showerheads | 0 | 0 | 0 | 0 | 0 | 6.2846 | 62.846 | 0 | 0.040955 | 0 | 0.040955 | 0 | 0.10772 | 0 | 0.10772 | 1.0496 | 1.1421 | 1.0496 | 1.1421
348002-Duct Test and Seal (Gas Only) | 0 | 0 | 0 | 0 | 0 | 11.193 | 201.474 | 0 | -1.7067 | 0 | -1.7067 | 0 | -1.4818 | 0 | -1.4818 | 0.35699 | 0.39004 | 0.35699 | 0.39004
348004-Faucet Aerator | 0 | 0 | 0 | 0 | 0 | 5.723 | 57.2305 | 0 | 0.55901 | 0 | 0.55901 | 0 | 0.59723 | 0 | 0.59723 | 2.8212 | 3.2223 | 2.8212 | 3.2223
348004-Faucet Aerator | 0 | 0 | 0 | 0 | 0 | 11.4461 | 114.461 | 0 | 0.55901 | 0 | 0.55901 | 0 | 0.59723 | 0 | 0.59723 | 2.8212 | 3.2223 | 2.8212 | 3.2223
348005-Low Flow Showerheads | 0 | 0 | 0 | 0 | 0 | 12.5692 | 125.692 | 0 | 0.040955 | 0 | 0.040955 | 0 | 0.10772 | 0 | 0.10772 | 1.0496 | 1.1421 | 1.0496 | 1.1421
348003-Pipe Wrap | 0 | 0 | 0 | 0 | 0 | 7.6313 | 83.9443 | 0 | 0.19569 | 0 | 0.19569 | 0 | 0.2884 | 0 | 0.2884 | 1.2871 | 1.4897 | 1.2871 | 1.4897
348004-Faucet Aerator | 0 | 0 | 0 | 0 | 0 | 11.4461 | 114.461 | 0 | 0.55901 | 0 | 0.55901 | 0 | 0.59723 | 0 | 0.59723 | 2.8212 | 3.2223 | 2.8212 | 3.2223
348005-Low Flow Showerheads | 0 | 0 | 0 | 0 | 0 | 6.2846 | 62.846 | 0 | 0.040955 | 0 | 0.040955 | 0 | 0.10772 | 0 | 0.10772 | 1.0496 | 1.1421 | 1.0496 | 1.1421
348003-Pipe Wrap | 0 | 0 | 0 | 0 | 0 | 7.6313 | 83.9443 | 0 | 0.19569 | 0 | 0.19569 | 0 | 0.2884 | 0 | 0.2884 | 1.2871 | 1.4897 | 1.2871 | 1.4897
348002-Duct Test and Seal (Gas Only) | 0 | 0 | 0 | 0 | 0 | 11.193 | 201.474 | 0 | -1.7067 | 0 | -1.7067 | 0 | -1.4818 | 0 | -1.4818 | 0.35699 | 0.39004 | 0.35699 | 0.39004
348004-Faucet Aerator | 0 | 0 | 0 | 0 | 0 | 11.4461 | 114.461 | 0 | 0.55901 | 0 | 0.55901 | 0 | 0.59723 | 0 | 0.59723 | 2.8212 | 3.2223 | 2.8212 | 3.2223
348005-Low Flow Showerheads | 0 | 0 | 0 | 0 | 0 | 6.2846 | 62.846 | 0 | 0.040955 | 0 | 0.040955 | 0 | 0.10772 | 0 | 0.10772 | 1.0496 | 1.1421 | 1.0496 | 1.1421
348003-Pipe Wrap | 0 | 0 | 0 | 0 | 0 | 7.6313 | 83.9443 | 0 | 0.19569 | 0 | 0.19569 | 0 | 0.2884 | 0 | 0.2884 | 1.2871 | 1.4897 | 1.2871 | 1.4897
348002-Duct Test and Seal (Gas Only) | 0 | 0 | 0 | 0 | 0 | 11.193 | 201.474 | 0 | -1.7067 | 0 | -1.7067 | 0 | -1.4818 | 0 | -1.4818 | 0.35699 | 0.39004 | 0.35699 | 0.39004
348004-Faucet Aerator | 0 | 0 | 0 | 0 | 0 | 11.4461 | 114.461 | 0 | 0.55901 | 0 | 0.55901 | 0 | 0.59723 | 0 | 0.59723 | 2.8212 | 3.2223 | 2.8212 | 3.2223
348003-Pipe Wrap | 0 | 0 | 0 | 0 | 0 | 7.6313 | 83.9443 | 0 | 0.19569 | 0 | 0.19569 | 0 | 0.2884 | 0 | 0.2884 | 1.2871 | 1.4897 | 1.2871 | 1.4897
348002-Duct Test and Seal (Gas Only) | 0 | 0 | 0 | 0 | 0 | 11.193 | 201.474 | 0 | -1.7067 | 0 | -1.7067 | 0 | -1.4818 | 0 | -1.4818 | 0.35699 | 0.39004 | 0.35699 | 0.39004
348004-Faucet Aerator | 0 | 0 | 0 | 0 | 0 | 22.8922 | 228.922 | 0 | 0.55901 | 0 | 0.55901 | 0 | 0.59723 | 0 | 0.59723 | 2.8212 | 3.2223 | 2.8212 | 3.2223
348005-Low Flow Showerheads | 0 | 0 | 0 | 0 | 0 | 12.5692 | 125.692 | 0 | 0.040955 | 0 | 0.040955 | 0 | 0.10772 | 0 | 0.10772 | 1.0496 | 1.1421 | 1.0496 | 1.1421
348003-Pipe Wrap | 0 | 0 | 0 | 0 | 0 | 7.6313 | 83.9443 | 0 | 0.19569 | 0 | 0.19569 | 0 | 0.2884 | 0 | 0.2884 | 1.2871 | 1.4897 | 1.2871 | 1.4897
348004-Faucet Aerator | 0 | 0 | 0 | 0 | 0 | 11.4461 | 114.461 | 0 | 0.55901 | 0 | 0.55901 | 0 | 0.59723 | 0 | 0.59723 | 2.8212 | 3.2223 | 2.8212 | 3.2223
348005-Low Flow Showerheads | 0 | 0 | 0 | 0 | 0 | 6.2846 | 62.846 | 0 | 0.040955 | 0 | 0.040955 | 0 | 0.10772 | 0 | 0.10772 | 1.0496 | 1.1421 | 1.0496 | 1.1421
348003-Pipe Wrap | 0 | 0 | 0 | 0 | 0 | 7.6313 | 83.9443 | 0 | 0.19569 | 0 | 0.19569 | 0 | 0.2884 | 0 | 0.2884 | 1.2871 | 1.4897 | 1.2871 | 1.4897
348002-Duct Test and Seal (Gas Only) | 0 | 0 | 0 | 0 | 0 | 11.193 | 201.474 | 0 | -1.7067 | 0 | -1.7067 | 0 | -1.4818 | 0 | -1.4818 | 0.35699 | 0.39004 | 0.35699 | 0.39004
348004-Faucet Aerator | 0 | 0 | 0 | 0 | 0 | 17.1691 | 171.6915 | 0 | 0.55901 | 0 | 0.55901 | 0 | 0.59723 | 0 | 0.59723 | 2.8212 | 3.2223 | 2.8212 | 3.2223
348005-Low Flow Showerheads | 0 | 0 | 0 | 0 | 0 | 12.5692 | 125.692 | 0 | 0.040955 | 0 | 0.040955 | 0 | 0.10772 | 0 | 0.10772 | 1.0496 | 1.1421 | 1.0496 | 1.1421
348003-Pipe Wrap | 0 | 0 | 0 | 0 | 0 | 7.6313 | 83.9443 | 0 | 0.19569 | 0 | 0.19569 | 0 | 0.2884 | 0 | 0.2884 | 1.2871 | 1.4897 | 1.2871 | 1.4897
348002-Duct Test and Seal (Gas Only) | 0 | 0 | 0 | 0 | 0 | 11.193 | 201.474 | 0 | -1.7067 | 0 | -1.7067 | 0 | -1.4818 | 0 | -1.4818 | 0.35699 | 0.39004 | 0.35699 | 0.39004
348004-Faucet Aerator | 0 | 0 | 0 | 0 | 0 | 11.4461 | 114.461 | 0 | 0.55901 | 0 | 0.55901 | 0 | 0.59723 | 0 | 0.59723 | 2.8212 | 3.2223 | 2.8212 | 3.2223
348004-Faucet Aerator | 0 | 0 | 0 | 0 | 0 | 11.4461 | 114.461 | 0 | 0.55901 | 0 | 0.55901 | 0 | 0.59723 | 0 | 0.59723 | 2.8212 | 3.2223 | 2.8212 | 3.2223
348003-Pipe Wrap | 0 | 0 | 0 | 0 | 0 | 7.6313 | 83.9443 | 0 | 0.19569 | 0 | 0.19569 | 0 | 0.2884 | 0 | 0.2884 | 1.2871 | 1.4897 | 1.2871 | 1.4897
348002-Duct Test and Seal (Gas Only) | 0 | 0 | 0 | 0 | 0 | 11.193 | 201.474 | 0 | -1.7067 | 0 | -1.7067 | 0 | -1.4818 | 0 | -1.4818 | 0.35699 | 0.39004 | 0.35699 | 0.39004
348004-Faucet Aerator | 0 | 0 | 0 | 0 | 0 | 11.4461 | 114.461 | 0 | 0.55901 | 0 | 0.55901 | 0 | 0.59723 | 0 | 0.59723 | 2.8212 | 3.2223 | 2.8212 | 3.2223
348005-Low Flow Showerheads | 0 | 0 | 0 | 0 | 0 | 6.2846 | 62.846 | 0 | 0.040955 | 0 | 0.040955 | 0 | 0.10772 | 0 | 0.10772 | 1.0496 | 1.1421 | 1.0496 | 1.1421
348003-Pipe Wrap | 0 | 0 | 0 | 0 | 0 | 7.6313 | 83.9443 | 0 | 0.19569 | 0 | 0.19569 | 0 | 0.2884 | 0 | 0.2884 | 1.2871 | 1.4897 | 1.2871 | 1.4897
348002-Duct Test and Seal (Gas Only) | 0 | 0 | 0 | 0 | 0 | 11.193 | 201.474 | 0 | -1.7067 | 0 | -1.7067 | 0 | -1.4818 | 0 | -1.4818 | 0.35699 | 0.39004 | 0.35699 | 0.39004
348004-Faucet Aerator | 0 | 0 | 0 | 0 | 0 | 11.4461 | 114.461 | 0 | 0.55901 | 0 | 0.55901 | 0 | 0.59723 | 0 | 0.59723 | 2.8212 | 3.2223 | 2.8212 | 3.2223
348005-Low Flow Showerheads | 0 | 0 | 0 | 0 | 0 | 6.2846 | 62.846 | 0 | 0.040955 | 0 | 0.040955 | 0 | 0.10772 | 0 | 0.10772 | 1.0496 | 1.1421 | 1.0496 | 1.1421
348003-Pipe Wrap | 0 | 0 | 0 | 0 | 0 | 7.6313 | 83.9443 | 0 | 0.19569 | 0 | 0.19569 | 0 | 0.2884 | 0 | 0.2884 | 1.2871 | 1.4897 | 1.2871 | 1.4897
348002-Duct Test and Seal (Gas Only) | 0 | 0 | 0 | 0 | 0 | 11.193 | 201.474 | 0 | -1.7067 | 0 | -1.7067 | 0 | -1.4818 | 0 | -1.4818 | 0.35699 | 0.39004 | 0.35699 | 0.39004
348004-Faucet Aerator | 0 | 0 | 0 | 0 | 0 | 11.4461 | 114.461 | 0 | 0.55901 | 0 | 0.55901 | 0 | 0.59723 | 0 | 0.59723 | 2.8212 | 3.2223 | 2.8212 | 3.2223
348005-Low Flow Showerheads | 0 | 0 | 0 | 0 | 0 | 12.5692 | 125.692 | 0 | 0.040955 | 0 | 0.040955 | 0 | 0.10772 | 0 | 0.10772 | 1.0496 | 1.1421 | 1.0496 | 1.1421
348003-Pipe Wrap | 0 | 0 | 0 | 0 | 0 | 7.6313 | 83.9443 | 0 | 0.19569 | 0 | 0.19569 | 0 | 0.2884 | 0 | 0.2884 | 1.2871 | 1.4897 | 1.2871 | 1.4897
348002-Duct Test and Seal (Gas Only) | 0 | 0 | 0 | 0 | 0 | 11.193 | 201.474 | 0 | -1.7067 | 0 | -1.7067 | 0 | -1.4818 | 0 | -1.4818 | 0.35699 | 0.39004 | 0.35699 | 0.39004
348004-Faucet Aerator | 0 | 0 | 0 | 0 | 0 | 11.4461 | 114.461 | 0 | 0.55901 | 0 | 0.55901 | 0 | 0.59723 | 0 | 0.59723 | 2.8212 | 3.2223 | 2.8212 | 3.2223
348005-Low Flow Showerheads | 0 | 0 | 0 | 0 | 0 | 6.2846 | 62.846 | 0 | 0.040955 | 0 | 0.040955 | 0 | 0.10772 | 0 | 0.10772 | 1.0496 | 1.1421 | 1.0496 | 1.1421
348003-Pipe Wrap | 0 | 0 | 0 | 0 | 0 | 7.6313 | 83.9443 | 0 | 0.19569 | 0 | 0.19569 | 0 | 0.2884 | 0 | 0.2884 | 1.2871 | 1.4897 | 1.2871 | 1.4897
348002-Duct Test and Seal (Gas Only) | 0 | 0 | 0 | 0 | 0 | 11.193 | 201.474 | 0 | -1.7067 | 0 | -1.7067 | 0 | -1.4818 | 0 | -1.4818 | 0.35699 | 0.39004 | 0.35699 | 0.39004
348004-Faucet Aerator | 0 | 0 | 0 | 0 | 0 | 22.8922 | 228.922 | 0 | 0.55901 | 0 | 0.55901 | 0 | 0.59723 | 0 | 0.59723 | 2.8212 | 3.2223 | 2.8212 | 3.2223
348005-Low Flow Showerheads | 0 | 0 | 0 | 0 | 0 | 12.5692 | 125.692 | 0 | 0.040955 | 0 | 0.040955 | 0 | 0.10772 | 0 | 0.10772 | 1.0496 | 1.1421 | 1.0496 | 1.1421
348002-Duct Test and Seal (Gas Only) | 0 | 0 | 0 | 0 | 0 | 11.193 | 201.474 | 0 | -1.7067 | 0 | -1.7067 | 0 | -1.4818 | 0 | -1.4818 | 0.35699 | 0.39004 | 0.35699 | 0.39004
348004-Faucet Aerator | 0 | 0 | 0 | 0 | 0 | 11.4461 | 114.461 | 0 | 0.55901 | 0 | 0.55901 | 0 | 0.59723 | 0 | 0.59723 | 2.8212 | 3.2223 | 2.8212 | 3.2223
348005-Low Flow Showerheads | 0 | 0 | 0 | 0 | 0 | 6.2846 | 62.846 | 0 | 0.040955 | 0 | 0.040955 | 0 | 0.10772 | 0 | 0.10772 | 1.0496 | 1.1421 | 1.0496 | 1.1421
348003-Pipe Wrap | 0 | 0 | 0 | 0 | 0 | 7.6313 | 83.9443 | 0 | 0.19569 | 0 | 0.19569 | 0 | 0.2884 | 0 | 0.2884 | 1.2871 | 1.4897 | 1.2871 | 1.4897
348002-Duct Test and Seal (Gas Only) | 0 | 0 | 0 | 0 | 0 | 11.193 | 201.474 | 0 | -1.7067 | 0 | -1.7067 | 0 | -1.4818 | 0 | -1.4818 | 0.35699 | 0.39004 | 0.35699 | 0.39004
348003-Pipe Wrap | 0 | 0 | 0 | 0 | 0 | 7.6313 | 83.9443 | 0 | 0.19569 | 0 | 0.19569 | 0 | 0.2884 | 0 | 0.2884 | 1.2871 | 1.4897 | 1.2871 | 1.4897
348004-Faucet Aerator | 0 | 0 | 0 | 0 | 0 | 11.4461 | 114.461 | 0 | 0.55901 | 0 | 0.55901 | 0 | 0.59723 | 0 | 0.59723 | 2.8212 | 3.2223 | 2.8212 | 3.2223
348005-Low Flow Showerheads | 0 | 0 | 0 | 0 | 0 | 12.5692 | 125.692 | 0 | 0.040955 | 0 | 0.040955 | 0 | 0.10772 | 0 | 0.10772 | 1.0496 | 1.1421 | 1.0496 | 1.1421
348003-Pipe Wrap | 0 | 0 | 0 | 0 | 0 | 7.6313 | 83.9443 | 0 | 0.19569 | 0 | 0.19569 | 0 | 0.2884 | 0 | 0.2884 | 1.2871 | 1.4897 | 1.2871 | 1.4897
348004-Faucet Aerator | 0 | 0 | 0 | 0 | 0 | 11.4461 | 114.461 | 0 | 0.55901 | 0 | 0.55901 | 0 | 0.59723 | 0 | 0.59723 | 2.8212 | 3.2223 | 2.8212 | 3.2223
348005-Low Flow Showerheads | 0 | 0 | 0 | 0 | 0 | 6.2846 | 62.846 | 0 | 0.040955 | 0 | 0.040955 | 0 | 0.10772 | 0 | 0.10772 | 1.0496 | 1.1421 | 1.0496 | 1.1421
348003-Pipe Wrap | 0 | 0 | 0 | 0 | 0 | 7.6313 | 83.9443 | 0 | 0.19569 | 0 | 0.19569 | 0 | 0.2884 | 0 | 0.2884 | 1.2871 | 1.4897 | 1.2871 | 1.4897
348004-Faucet Aerator | 0 | 0 | 0 | 0 | 0 | 17.1691 | 171.6915 | 0 | 0.55901 | 0 | 0.55901 | 0 | 0.59723 | 0 | 0.59723 | 2.8212 | 3.2223 | 2.8212 | 3.2223
348005-Low Flow Showerheads | 0 | 0 | 0 | 0 | 0 | 6.2846 | 62.846 | 0 | 0.040955 | 0 | 0.040955 | 0 | 0.10772 | 0 | 0.10772 | 1.0496 | 1.1421 | 1.0496 | 1.1421
348003-Pipe Wrap | 0 | 0 | 0 | 0 | 0 | 7.6313 | 83.9443 | 0 | 0.19569 | 0 | 0.19569 | 0 | 0.2884 | 0 | 0.2884 | 1.2871 | 1.4897 | 1.2871 | 1.4897
348002-Duct Test and Seal (Gas Only) | 0 | 0 | 0 | 0 | 0 | 11.193 | 201.474 | 0 | -1.7067 | 0 | -1.7067 | 0 | -1.4818 | 0 | -1.4818 | 0.35699 | 0.39004 | 0.35699 | 0.39004
348005-Low Flow Showerheads | 0 | 0 | 0 | 0 | 0 | 12.5692 | 125.692 | 0 | 0.040955 | 0 | 0.040955 | 0 | 0.10772 | 0 | 0.10772 | 1.0496 | 1.1421 | 1.0496 | 1.1421
348002-Duct Test and Seal (Gas Only) | 0 | 0 | 0 | 0 | 0 | 11.193 | 201.474 | 0 | -1.7067 | 0 | -1.7067 | 0 | -1.4818 | 0 | -1.4818 | 0.35699 | 0.39004 | 0.35699 | 0.39004
348004-Faucet Aerator | 0 | 0 | 0 | 0 | 0 | 22.8922 | 228.922 | 0 | 0.55901 | 0 | 0.55901 | 0 | 0.59723 | 0 | 0.59723 | 2.8212 | 3.2223 | 2.8212 | 3.2223
348005-Low Flow Showerheads | 0 | 0 | 0 | 0 | 0 | 12.5692 | 125.692 | 0 | 0.040955 | 0 | 0.040955 | 0 | 0.10772 | 0 | 0.10772 | 1.0496 | 1.1421 | 1.0496 | 1.1421
348003-Pipe Wrap | 0 | 0 | 0 | 0 | 0 | 7.6313 | 83.9443 | 0 | 0.19569 | 0 | 0.19569 | 0 | 0.2884 | 0 | 0.2884 | 1.2871 | 1.4897 | 1.2871 | 1.4897
348002-Duct Test and Seal (Gas Only) | 0 | 0 | 0 | 0 | 0 | 11.193 | 201.474 | 0 | -1.7067 | 0 | -1.7067 | 0 | -1.4818 | 0 | -1.4818 | 0.35699 | 0.39004 | 0.35699 | 0.39004
348004-Faucet Aerator | 0 | 0 | 0 | 0 | 0 | 22.8922 | 228.922 | 0 | 0.55901 | 0 | 0.55901 | 0 | 0.59723 | 0 | 0.59723 | 2.8212 | 3.2223 | 2.8212 | 3.2223
348003-Pipe Wrap | 0 | 0 | 0 | 0 | 0 | 7.6313 | 83.9443 | 0 | 0.19569 | 0 | 0.19569 | 0 | 0.2884 | 0 | 0.2884 | 1.2871 | 1.4897 | 1.2871 | 1.4897
348002-Duct Test and Seal (Gas Only) | 0 | 0 | 0 | 0 | 0 | 11.193 | 201.474 | 0 | -1.7067 | 0 | -1.7067 | 0 | -1.4818 | 0 | -1.4818 | 0.35699 | 0.39004 | 0.35699 | 0.39004
348004-Faucet Aerator | 0 | 0 | 0 | 0 | 0 | 11.4461 | 114.461 | 0 | 0.55901 | 0 | 0.55901 | 0 | 0.59723 | 0 | 0.59723 | 2.8212 | 3.2223 | 2.8212 | 3.2223
348005-Low Flow Showerheads | 0 | 0 | 0 | 0 | 0 | 6.2846 | 62.846 | 0 | 0.040955 | 0 | 0.040955 | 0 | 0.10772 | 0 | 0.10772 | 1.0496 | 1.1421 | 1.0496 | 1.1421
348003-Pipe Wrap | 0 | 0 | 0 | 0 | 0 | 7.6313 | 83.9443 | 0 | 0.19569 | 0 | 0.19569 | 0 | 0.2884 | 0 | 0.2884 | 1.2871 | 1.4897 | 1.2871 | 1.4897
348002-Duct Test and Seal (Gas Only) | 0 | 0 | 0 | 0 | 0 | 11.193 | 201.474 | 0 | -1.7067 | 0 | -1.7067 | 0 | -1.4818 | 0 | -1.4818 | 0.35699 | 0.39004 | 0.35699 | 0.39004
348004-Faucet Aerator | 0 | 0 | 0 | 0 | 0 | 17.1691 | 171.6915 | 0 | 0.55901 | 0 | 0.55901 | 0 | 0.59723 | 0 | 0.59723 | 2.8212 | 3.2223 | 2.8212 | 3.2223
348005-Low Flow Showerheads | 0 | 0 | 0 | 0 | 0 | 12.5692 | 125.692 | 0 | 0.040955 | 0 | 0.040955 | 0 | 0.10772 | 0 | 0.10772 | 1.0496 | 1.1421 | 1.0496 | 1.1421
348003-Pipe Wrap | 0 | 0 | 0 | 0 | 0 | 7.6313 | 83.9443 | 0 | 0.19569 | 0 | 0.19569 | 0 | 0.2884 | 0 | 0.2884 | 1.2871 | 1.4897 | 1.2871 | 1.4897
348002-Duct Test and Seal (Gas Only) | 0 | 0 | 0 | 0 | 0 | 11.193 | 201.474 | 0 | -1.7067 | 0 | -1.7067 | 0 | -1.4818 | 0 | -1.4818 | 0.35699 | 0.39004 | 0.35699 | 0.39004
348004-Faucet Aerator | 0 | 0 | 0 | 0 | 0 | 11.4461 | 114.461 | 0 | 0.55901 | 0 | 0.55901 | 0 | 0.59723 | 0 | 0.59723 | 2.8212 | 3.2223 | 2.8212 | 3.2223
348003-Pipe Wrap | 0 | 0 | 0 | 0 | 0 | 7.6313 | 83.9443 | 0 | 0.19569 | 0 | 0.19569 | 0 | 0.2884 | 0 | 0.2884 | 1.2871 | 1.4897 | 1.2871 | 1.4897
348002-Duct Test and Seal (Gas Only) | 0 | 0 | 0 | 0 | 0 | 11.193 | 201.474 | 0 | -1.7067 | 0 | -1.7067 | 0 | -1.4818 | 0 | -1.4818 | 0.35699 | 0.39004 | 0.35699 | 0.39004
348004-Faucet Aerator | 0 | 0 | 0 | 0 | 0 | 17.1691 | 171.6915 | 0 | 0.55901 | 0 | 0.55901 | 0 | 0.59723 | 0 | 0.59723 | 2.8212 | 3.2223 | 2.8212 | 3.2223
348005-Low Flow Showerheads | 0 | 0 | 0 | 0 | 0 | 12.5692 | 125.692 | 0 | 0.040955 | 0 | 0.040955 | 0 | 0.10772 | 0 | 0.10772 | 1.0496 | 1.1421 | 1.0496 | 1.1421
348003-Pipe Wrap | 0 | 0 | 0 | 0 | 0 | 7.6313 | 83.9443 | 0 | 0.19569 | 0 | 0.19569 | 0 | 0.2884 | 0 | 0.2884 | 1.2871 | 1.4897 | 1.2871 | 1.4897
348002-Duct Test and Seal (Gas Only) | 0 | 0 | 0 | 0 | 0 | 11.193 | 201.474 | 0 | -1.7067 | 0 | -1.7067 | 0 | -1.4818 | 0 | -1.4818 | 0.35699 | 0.39004 | 0.35699 | 0.39004
348004-Faucet Aerator | 0 | 0 | 0 | 0 | 0 | 5.723 | 57.2305 | 0 | 0.55901 | 0 | 0.55901 | 0 | 0.59723 | 0 | 0.59723 | 2.8212 | 3.2223 | 2.8212 | 3.2223
348005-Low Flow Showerheads | 0 | 0 | 0 | 0 | 0 | 6.2846 | 62.846 | 0 | 0.040955 | 0 | 0.040955 | 0 | 0.10772 | 0 | 0.10772 | 1.0496 | 1.1421 | 1.0496 | 1.1421
348003-Pipe Wrap | 0 | 0 | 0 | 0 | 0 | 7.6313 | 83.9443 | 0 | 0.19569 | 0 | 0.19569 | 0 | 0.2884 | 0 | 0.2884 | 1.2871 | 1.4897 | 1.2871 | 1.4897
348002-Duct Test and Seal (Gas Only) | 0 | 0 | 0 | 0 | 0 | 11.193 | 201.474 | 0 | -1.7067 | 0 | -1.7067 | 0 | -1.4818 | 0 | -1.4818 | 0.35699 | 0.39004 | 0.35699 | 0.39004
348004-Faucet Aerator | 0 | 0 | 0 | 0 | 0 | 11.4461 | 114.461 | 0 | 0.55901 | 0 | 0.55901 | 0 | 0.59723 | 0 | 0.59723 | 2.8212 | 3.2223 | 2.8212 | 3.2223
348005-Low Flow Showerheads | 0 | 0 | 0 | 0 | 0 | 6.2846 | 62.846 | 0 | 0.040955 | 0 | 0.040955 | 0 | 0.10772 | 0 | 0.10772 | 1.0496 | 1.1421 | 1.0496 | 1.1421
348003-Pipe Wrap | 0 | 0 | 0 | 0 | 0 | 7.6313 | 83.9443 | 0 | 0.19569 | 0 | 0.19569 | 0 | 0.2884 | 0 | 0.2884 | 1.2871 | 1.4897 | 1.2871 | 1.4897
348002-Duct Test and Seal (Gas Only) | 0 | 0 | 0 | 0 | 0 | 11.193 | 201.474 | 0 | -1.7067 | 0 | -1.7067 | 0 | -1.4818 | 0 | -1.4818 | 0.35699 | 0.39004 | 0.35699 | 0.39004
348004-Faucet Aerator | 0 | 0 | 0 | 0 | 0 | 17.1691 | 171.6915 | 0 | 0.55901 | 0 | 0.55901 | 0 | 0.59723 | 0 | 0.59723 | 2.8212 | 3.2223 | 2.8212 | 3.2223
348005-Low Flow Showerheads | 0 | 0 | 0 | 0 | 0 | 12.5692 | 125.692 | 0 | 0.040955 | 0 | 0.040955 | 0 | 0.10772 | 0 | 0.10772 | 1.0496 | 1.1421 | 1.0496 | 1.1421
348003-Pipe Wrap | 0 | 0 | 0 | 0 | 0 | 7.6313 | 83.9443 | 0 | 0.19569 | 0 | 0.19569 | 0 | 0.2884 | 0 | 0.2884 | 1.2871 | 1.4897 | 1.2871 | 1.4897
348002-Duct Test and Seal (Gas Only) | 0 | 0 | 0 | 0 | 0 | 11.193 | 201.474 | 0 | -1.7067 | 0 | -1.7067 | 0 | -1.4818 | 0 | -1.4818 | 0.35699 | 0.39004 | 0.35699 | 0.39004
348004-Faucet Aerator | 0 | 0 | 0 | 0 | 0 | 17.1691 | 171.6915 | 0 | 0.55901 | 0 | 0.55901 | 0 | 0.59723 | 0 | 0.59723 | 2.8212 | 3.2223 | 2.8212 | 3.2223
348005-Low Flow Showerheads | 0 | 0 | 0 | 0 | 0 | 12.5692 | 125.692 | 0 | 0.040955 | 0 | 0.040955 | 0 | 0.10772 | 0 | 0.10772 | 1.0496 | 1.1421 | 1.0496 | 1.1421
348003-Pipe Wrap | 0 | 0 | 0 | 0 | 0 | 7.6313 | 83.9443 | 0 | 0.19569 | 0 | 0.19569 | 0 | 0.2884 | 0 | 0.2884 | 1.2871 | 1.4897 | 1.2871 | 1.4897
348002-Duct Test and Seal (Gas Only) | 0 | 0 | 0 | 0 | 0 | 11.193 | 201.474 | 0 | -1.7067 | 0 | -1.7067 | 0 | -1.4818 | 0 | -1.4818 | 0.35699 | 0.39004 | 0.35699 | 0.39004
348004-Faucet Aerator | 0 | 0 | 0 | 0 | 0 | 11.4461 | 114.461 | 0 | 0.55901 | 0 | 0.55901 | 0 | 0.59723 | 0 | 0.59723 | 2.8212 | 3.2223 | 2.8212 | 3.2223
348005-Low Flow Showerheads | 0 | 0 | 0 | 0 | 0 | 12.5692 | 125.692 | 0 | 0.040955 | 0 | 0.040955 | 0 | 0.10772 | 0 | 0.10772 | 1.0496 | 1.1421 | 1.0496 | 1.1421
348003-Pipe Wrap | 0 | 0 | 0 | 0 | 0 | 7.6313 | 83.9443 | 0 | 0.19569 | 0 | 0.19569 | 0 | 0.2884 | 0 | 0.2884 | 1.2871 | 1.4897 | 1.2871 | 1.4897
348002-Duct Test and Seal (Gas Only) | 0 | 0 | 0 | 0 | 0 | 11.193 | 201.474 | 0 | -1.7067 | 0 | -1.7067 | 0 | -1.4818 | 0 | -1.4818 | 0.35699 | 0.39004 | 0.35699 | 0.39004
348004-Faucet Aerator | 0 | 0 | 0 | 0 | 0 | 11.4461 | 114.461 | 0 | 0.55901 | 0 | 0.55901 | 0 | 0.59723 | 0 | 0.59723 | 2.8212 | 3.2223 | 2.8212 | 3.2223
348003-Pipe Wrap | 0 | 0 | 0 | 0 | 0 | 7.6313 | 83.9443 | 0 | 0.19569 | 0 | 0.19569 | 0 | 0.2884 | 0 | 0.2884 | 1.2871 | 1.4897 | 1.2871 | 1.4897
348002-Duct Test and Seal (Gas Only) | 0 | 0 | 0 | 0 | 0 | 11.193 | 201.474 | 0 | -1.7067 | 0 | -1.7067 | 0 | -1.4818 | 0 | -1.4818 | 0.35699 | 0.39004 | 0.35699 | 0.39004
348004-Faucet Aerator | 0 | 0 | 0 | 0 | 0 | 17.1691 | 171.6915 | 0 | 0.55901 | 0 | 0.55901 | 0 | 0.59723 | 0 | 0.59723 | 2.8212 | 3.2223 | 2.8212 | 3.2223
348005-Low Flow Showerheads | 0 | 0 | 0 | 0 | 0 | 12.5692 | 125.692 | 0 | 0.040955 | 0 | 0.040955 | 0 | 0.10772 | 0 | 0.10772 | 1.0496 | 1.1421 | 1.0496 | 1.1421
348003-Pipe Wrap | 0 | 0 | 0 | 0 | 0 | 7.6313 | 83.9443 | 0 | 0.19569 | 0 | 0.19569 | 0 | 0.2884 | 0 | 0.2884 | 1.2871 | 1.4897 | 1.2871 | 1.4897
348002-Duct Test and Seal (Gas Only) | 0 | 0 | 0 | 0 | 0 | 11.193 | 201.474 | 0 | -1.7067 | 0 | -1.7067 | 0 | -1.4818 | 0 | -1.4818 | 0.35699 | 0.39004 | 0.35699 | 0.39004
348004-Faucet Aerator | 0 | 0 | 0 | 0 | 0 | 17.1691 | 171.6915 | 0 | 0.55901 | 0 | 0.55901 | 0 | 0.59723 | 0 | 0.59723 | 2.8212 | 3.2223 | 2.8212 | 3.2223
348005-Low Flow Showerheads | 0 | 0 | 0 | 0 | 0 | 12.5692 | 125.692 | 0 | 0.040955 | 0 | 0.040955 | 0 | 0.10772 | 0 | 0.10772 | 1.0496 | 1.1421 | 1.0496 | 1.1421
348003-Pipe Wrap | 0 | 0 | 0 | 0 | 0 | 7.6313 | 83.9443 | 0 | 0.19569 | 0 | 0.19569 | 0 | 0.2884 | 0 | 0.2884 | 1.2871 | 1.4897 | 1.2871 | 1.4897
348002-Duct Test and Seal (Gas Only) | 0 | 0 | 0 | 0 | 0 | 11.193 | 201.474 | 0 | -1.7067 | 0 | -1.7067 | 0 | -1.4818 | 0 | -1.4818 | 0.35699 | 0.39004 | 0.35699 | 0.39004
348004-Faucet Aerator | 0 | 0 | 0 | 0 | 0 | 17.1691 | 171.6915 | 0 | 0.55901 | 0 | 0.55901 | 0 | 0.59723 | 0 | 0.59723 | 2.8212 | 3.2223 | 2.8212 | 3.2223
348005-Low Flow Showerheads | 0 | 0 | 0 | 0 | 0 | 12.5692 | 125.692 | 0 | 0.040955 | 0 | 0.040955 | 0 | 0.10772 | 0 | 0.10772 | 1.0496 | 1.1421 | 1.0496 | 1.1421
348003-Pipe Wrap | 0 | 0 | 0 | 0 | 0 | 7.6313 | 83.9443 | 0 | 0.19569 | 0 | 0.19569 | 0 | 0.2884 | 0 | 0.2884 | 1.2871 | 1.4897 | 1.2871 | 1.4897
348002-Duct Test and Seal (Gas Only) | 0 | 0 | 0 | 0 | 0 | 11.193 | 201.474 | 0 | -1.7067 | 0 | -1.7067 | 0 | -1.4818 | 0 | -1.4818 | 0.35699 | 0.39004 | 0.35699 | 0.39004
348004-Faucet Aerator | 0 | 0 | 0 | 0 | 0 | 11.4461 | 114.461 | 0 | 0.55901 | 0 | 0.55901 | 0 | 0.59723 | 0 | 0.59723 | 2.8212 | 3.2223 | 2.8212 | 3.2223
348005-Low Flow Showerheads | 0 | 0 | 0 | 0 | 0 | 6.2846 | 62.846 | 0 | 0.040955 | 0 | 0.040955 | 0 | 0.10772 | 0 | 0.10772 | 1.0496 | 1.1421 | 1.0496 | 1.1421
348003-Pipe Wrap | 0 | 0 | 0 | 0 | 0 | 7.6313 | 83.9443 | 0 | 0.19569 | 0 | 0.19569 | 0 | 0.2884 | 0 | 0.2884 | 1.2871 | 1.4897 | 1.2871 | 1.4897
348004-Faucet Aerator | 0 | 0 | 0 | 0 | 0 | 17.1691 | 171.6915 | 0 | 0.55901 | 0 | 0.55901 | 0 | 0.59723 | 0 | 0.59723 | 2.8212 | 3.2223 | 2.8212 | 3.2223
348005-Low Flow Showerheads | 0 | 0 | 0 | 0 | 0 | 12.5692 | 125.692 | 0 | 0.040955 | 0 | 0.040955 | 0 | 0.10772 | 0 | 0.10772 | 1.0496 | 1.1421 | 1.0496 | 1.1421
348003-Pipe Wrap | 0 | 0 | 0 | 0 | 0 | 7.6313 | 83.9443 | 0 | 0.19569 | 0 | 0.19569 | 0 | 0.2884 | 0 | 0.2884 | 1.2871 | 1.4897 | 1.2871 | 1.4897
348004-Faucet Aerator | 0 | 0 | 0 | 0 | 0 | 11.4461 | 114.461 | 0 | 0.55901 | 0 | 0.55901 | 0 | 0.59723 | 0 | 0.59723 | 2.8212 | 3.2223 | 2.8212 | 3.2223
348005-Low Flow Showerheads | 0 | 0 | 0 | 0 | 0 | 12.5692 | 125.692 | 0 | 0.040955 | 0 | 0.040955 | 0 | 0.10772 | 0 | 0.10772 | 1.0496 | 1.1421 | 1.0496 | 1.1421
348003-Pipe Wrap | 0 | 0 | 0 | 0 | 0 | 7.6313 | 83.9443 | 0 | 0.19569 | 0 | 0.19569 | 0 | 0.2884 | 0 | 0.2884 | 1.2871 | 1.4897 | 1.2871 | 1.4897
348004-Faucet Aerator | 0 | 0 | 0 | 0 | 0 | 11.4461 | 114.461 | 0 | 0.55901 | 0 | 0.55901 | 0 | 0.59723 | 0 | 0.59723 | 2.8212 | 3.2223 | 2.8212 | 3.2223
348005-Low Flow Showerheads | 0 | 0 | 0 | 0 | 0 | 6.2846 | 62.846 | 0 | 0.040955 | 0 | 0.040955 | 0 | 0.10772 | 0 | 0.10772 | 1.0496 | 1.1421 | 1.0496 | 1.1421
348003-Pipe Wrap | 0 | 0 | 0 | 0 | 0 | 7.6313 | 83.9443 | 0 | 0.19569 | 0 | 0.19569 | 0 | 0.2884 | 0 | 0.2884 | 1.2871 | 1.4897 | 1.2871 | 1.4897
348002-Duct Test and Seal (Gas Only) | 0 | 0 | 0 | 0 | 0 | 11.193 | 201.474 | 0 | -1.7067 | 0 | -1.7067 | 0 | -1.4818 | 0 | -1.4818 | 0.35699 | 0.39004 | 0.35699 | 0.39004
348004-Faucet Aerator | 0 | 0 | 0 | 0 | 0 | 22.8922 | 228.922 | 0 | 0.55901 | 0 | 0.55901 | 0 | 0.59723 | 0 | 0.59723 | 2.8212 | 3.2223 | 2.8212 | 3.2223
348005-Low Flow Showerheads | 0 | 0 | 0 | 0 | 0 | 12.5692 | 125.692 | 0 | 0.040955 | 0 | 0.040955 | 0 | 0.10772 | 0 | 0.10772 | 1.0496 | 1.1421 | 1.0496 | 1.1421
348002-Duct Test and Seal (Gas Only) | 0 | 0 | 0 | 0 | 0 | 11.193 | 201.474 | 0 | -1.7067 | 0 | -1.7067 | 0 | -1.4818 | 0 | -1.4818 | 0.35699 | 0.39004 | 0.35699 | 0.39004
348004-Faucet Aerator | 0 | 0 | 0 | 0 | 0 | 17.1691 | 171.6915 | 0 | 0.55901 | 0 | 0.55901 | 0 | 0.59723 | 0 | 0.59723 | 2.8212 | 3.2223 | 2.8212 | 3.2223
348005-Low Flow Showerheads | 0 | 0 | 0 | 0 | 0 | 12.5692 | 125.692 | 0 | 0.040955 | 0 | 0.040955 | 0 | 0.10772 | 0 | 0.10772 | 1.0496 | 1.1421 | 1.0496 | 1.1421
348003-Pipe Wrap | 0 | 0 | 0 | 0 | 0 | 7.6313 | 83.9443 | 0 | 0.19569 | 0 | 0.19569 | 0 | 0.2884 | 0 | 0.2884 | 1.2871 | 1.4897 | 1.2871 | 1.4897
348002-Duct Test and Seal (Gas Only) | 0 | 0 | 0 | 0 | 0 | 11.193 | 201.474 | 0 | -1.7067 | 0 | -1.7067 | 0 | -1.4818 | 0 | -1.4818 | 0.35699 | 0.39004 | 0.35699 | 0.39004
348004-Faucet Aerator | 0 | 0 | 0 | 0 | 0 | 17.1691 | 171.6915 | 0 | 0.55901 | 0 | 0.55901 | 0 | 0.59723 | 0 | 0.59723 | 2.8212 | 3.2223 | 2.8212 | 3.2223
348005-Low Flow Showerheads | 0 | 0 | 0 | 0 | 0 | 12.5692 | 125.692 | 0 | 0.040955 | 0 | 0.040955 | 0 | 0.10772 | 0 | 0.10772 | 1.0496 | 1.1421 | 1.0496 | 1.1421
348003-Pipe Wrap | 0 | 0 | 0 | 0 | 0 | 7.6313 | 83.9443 | 0 | 0.19569 | 0 | 0.19569 | 0 | 0.2884 | 0 | 0.2884 | 1.2871 | 1.4897 | 1.2871 | 1.4897
348002-Duct Test and Seal (Gas Only) | 0 | 0 | 0 | 0 | 0 | 11.193 | 201.474 | 0 | -1.7067 | 0 | -1.7067 | 0 | -1.4818 | 0 | -1.4818 | 0.35699 | 0.39004 | 0.35699 | 0.39004
348004-Faucet Aerator | 0 | 0 | 0 | 0 | 0 | 11.4461 | 114.461 | 0 | 0.55901 | 0 | 0.55901 | 0 | 0.59723 | 0 | 0.59723 | 2.8212 | 3.2223 | 2.8212 | 3.2223
348005-Low Flow Showerheads | 0 | 0 | 0 | 0 | 0 | 6.2846 | 62.846 | 0 | 0.040955 | 0 | 0.040955 | 0 | 0.10772 | 0 | 0.10772 | 1.0496 | 1.1421 | 1.0496 | 1.1421
348003-Pipe Wrap | 0 | 0 | 0 | 0 | 0 | 7.6313 | 83.9443 | 0 | 0.19569 | 0 | 0.19569 | 0 | 0.2884 | 0 | 0.2884 | 1.2871 | 1.4897 | 1.2871 | 1.4897
348002-Duct Test and Seal (Gas Only) | 0 | 0 | 0 | 0 | 0 | 11.193 | 201.474 | 0 | -1.7067 | 0 | -1.7067 | 0 | -1.4818 | 0 | -1.4818 | 0.35699 | 0.39004 | 0.35699 | 0.39004
348004-Faucet Aerator | 0 | 0 | 0 | 0 | 0 | 11.4461 | 114.461 | 0 | 0.55901 | 0 | 0.55901 | 0 | 0.59723 | 0 | 0.59723 | 2.8212 | 3.2223 | 2.8212 | 3.2223
348005-Low Flow Showerheads | 0 | 0 | 0 | 0 | 0 | 6.2846 | 62.846 | 0 | 0.040955 | 0 | 0.040955 | 0 | 0.10772 | 0 | 0.10772 | 1.0496 | 1.1421 | 1.0496 | 1.1421
348003-Pipe Wrap | 0 | 0 | 0 | 0 | 0 | 7.6313 | 83.9443 | 0 | 0.19569 | 0 | 0.19569 | 0 | 0.2884 | 0 | 0.2884 | 1.2871 | 1.4897 | 1.2871 | 1.4897
348002-Duct Test and Seal (Gas Only) | 0 | 0 | 0 | 0 | 0 | 11.193 | 201.474 | 0 | -1.7067 | 0 | -1.7067 | 0 | -1.4818 | 0 | -1.4818 | 0.35699 | 0.39004 | 0.35699 | 0.39004
348004-Faucet Aerator | 0 | 0 | 0 | 0 | 0 | 5.723 | 57.2305 | 0 | 0.55901 | 0 | 0.55901 | 0 | 0.59723 | 0 | 0.59723 | 2.8212 | 3.2223 | 2.8212 | 3.2223
348005-Low Flow Showerheads | 0 | 0 | 0 | 0 | 0 | 6.2846 | 62.846 | 0 | 0.040955 | 0 | 0.040955 | 0 | 0.10772 | 0 | 0.10772 | 1.0496 | 1.1421 | 1.0496 | 1.1421
348003-Pipe Wrap | 0 | 0 | 0 | 0 | 0 | 7.6313 | 83.9443 | 0 | 0.19569 | 0 | 0.19569 | 0 | 0.2884 | 0 | 0.2884 | 1.2871 | 1.4897 | 1.2871 | 1.4897
348002-Duct Test and Seal (Gas Only) | 0 | 0 | 0 | 0 | 0 | 11.193 | 201.474 | 0 | -1.7067 | 0 | -1.7067 | 0 | -1.4818 | 0 | -1.4818 | 0.35699 | 0.39004 | 0.35699 | 0.39004
348004-Faucet Aerator | 0 | 0 | 0 | 0 | 0 | 22.8922 | 228.922 | 0 | 0.55901 | 0 | 0.55901 | 0 | 0.59723 | 0 | 0.59723 | 2.8212 | 3.2223 | 2.8212 | 3.2223
348005-Low Flow Showerheads | 0 | 0 | 0 | 0 | 0 | 12.5692 | 125.692 | 0 | 0.040955 | 0 | 0.040955 | 0 | 0.10772 | 0 | 0.10772 | 1.0496 | 1.1421 | 1.0496 | 1.1421
348003-Pipe Wrap | 0 | 0 | 0 | 0 | 0 | 7.6313 | 83.9443 | 0 | 0.19569 | 0 | 0.19569 | 0 | 0.2884 | 0 | 0.2884 | 1.2871 | 1.4897 | 1.2871 | 1.4897
348002-Duct Test and Seal (Gas Only) | 0 | 0 | 0 | 0 | 0 | 11.193 | 201.474 | 0 | -1.7067 | 0 | -1.7067 | 0 | -1.4818 | 0 | -1.4818 | 0.35699 | 0.39004 | 0.35699 | 0.39004
348004-Faucet Aerator | 0 | 0 | 0 | 0 | 0 | 11.4461 | 114.461 | 0 | 0.55901 | 0 | 0.55901 | 0 | 0.59723 | 0 | 0.59723 | 2.8212 | 3.2223 | 2.8212 | 3.2223
348005-Low Flow Showerheads | 0 | 0 | 0 | 0 | 0 | 12.5692 | 125.692 | 0 | 0.040955 | 0 | 0.040955 | 0 | 0.10772 | 0 | 0.10772 | 1.0496 | 1.1421 | 1.0496 | 1.1421
348003-Pipe Wrap | 0 | 0 | 0 | 0 | 0 | 7.6313 | 83.9443 | 0 | 0.19569 | 0 | 0.19569 | 0 | 0.2884 | 0 | 0.2884 | 1.2871 | 1.4897 | 1.2871 | 1.4897
348002-Duct Test and Seal (Gas Only) | 0 | 0 | 0 | 0 | 0 | 11.193 | 201.474 | 0 | -1.7067 | 0 | -1.7067 | 0 | -1.4818 | 0 | -1.4818 | 0.35699 | 0.39004 | 0.35699 | 0.39004
348004-Faucet Aerator | 0 | 0 | 0 | 0 | 0 | 11.4461 | 114.461 | 0 | 0.55901 | 0 | 0.55901 | 0 | 0.59723 | 0 | 0.59723 | 2.8212 | 3.2223 | 2.8212 | 3.2223
348005-Low Flow Showerheads | 0 | 0 | 0 | 0 | 0 | 12.5692 | 125.692 | 0 | 0.040955 | 0 | 0.040955 | 0 | 0.10772 | 0 | 0.10772 | 1.0496 | 1.1421 | 1.0496 | 1.1421
348002-Duct Test and Seal (Gas Only) | 0 | 0 | 0 | 0 | 0 | 11.193 | 201.474 | 0 | -1.7067 | 0 | -1.7067 | 0 | -1.4818 | 0 | -1.4818 | 0.35699 | 0.39004 | 0.35699 | 0.39004
348004-Faucet Aerator | 0 | 0 | 0 | 0 | 0 | 11.4461 | 114.461 | 0 | 0.55901 | 0 | 0.55901 | 0 | 0.59723 | 0 | 0.59723 | 2.8212 | 3.2223 | 2.8212 | 3.2223
348005-Low Flow Showerheads | 0 | 0 | 0 | 0 | 0 | 6.2846 | 62.846 | 0 | 0.040955 | 0 | 0.040955 | 0 | 0.10772 | 0 | 0.10772 | 1.0496 | 1.1421 | 1.0496 | 1.1421
348003-Pipe Wrap | 0 | 0 | 0 | 0 | 0 | 7.6313 | 83.9443 | 0 | 0.19569 | 0 | 0.19569 | 0 | 0.2884 | 0 | 0.2884 | 1.2871 | 1.4897 | 1.2871 | 1.4897
348002-Duct Test and Seal (Gas Only) | 0 | 0 | 0 | 0 | 0 | 11.193 | 201.474 | 0 | -1.7067 | 0 | -1.7067 | 0 | -1.4818 | 0 | -1.4818 | 0.35699 | 0.39004 | 0.35699 | 0.39004
348004-Faucet Aerator | 0 | 0 | 0 | 0 | 0 | 17.1691 | 171.6915 | 0 | 0.55901 | 0 | 0.55901 | 0 | 0.59723 | 0 | 0.59723 | 2.8212 | 3.2223 | 2.8212 | 3.2223
348005-Low Flow Showerheads | 0 | 0 | 0 | 0 | 0 | 12.5692 | 125.692 | 0 | 0.040955 | 0 | 0.040955 | 0 | 0.10772 | 0 | 0.10772 | 1.0496 | 1.1421 | 1.0496 | 1.1421
348002-Duct Test and Seal (Gas Only) | 0 | 0 | 0 | 0 | 0 | 11.193 | 201.474 | 0 | -1.7067 | 0 | -1.7067 | 0 | -1.4818 | 0 | -1.4818 | 0.35699 | 0.39004 | 0.35699 | 0.39004
348003-Pipe Wrap | 0 | 0 | 0 | 0 | 0 | 7.6313 | 83.9443 | 0 | 0.19569 | 0 | 0.19569 | 0 | 0.2884 | 0 | 0.2884 | 1.2871 | 1.4897 | 1.2871 | 1.4897
348002-Duct Test and Seal (Gas Only) | 0 | 0 | 0 | 0 | 0 | 11.193 | 201.474 | 0 | -1.7067 | 0 | -1.7067 | 0 | -1.4818 | 0 | -1.4818 | 0.35699 | 0.39004 | 0.35699 | 0.39004
348004-Faucet Aerator | 0 | 0 | 0 | 0 | 0 | 11.4461 | 114.461 | 0 | 0.55901 | 0 | 0.55901 | 0 | 0.59723 | 0 | 0.59723 | 2.8212 | 3.2223 | 2.8212 | 3.2223
348005-Low Flow Showerheads | 0 | 0 | 0 | 0 | 0 | 6.2846 | 62.846 | 0 | 0.040955 | 0 | 0.040955 | 0 | 0.10772 | 0 | 0.10772 | 1.0496 | 1.1421 | 1.0496 | 1.1421
348003-Pipe Wrap | 0 | 0 | 0 | 0 | 0 | 7.6313 | 83.9443 | 0 | 0.19569 | 0 | 0.19569 | 0 | 0.2884 | 0 | 0.2884 | 1.2871 | 1.4897 | 1.2871 | 1.4897
348002-Duct Test and Seal (Gas Only) | 0 | 0 | 0 | 0 | 0 | 11.193 | 201.474 | 0 | -1.7067 | 0 | -1.7067 | 0 | -1.4818 | 0 | -1.4818 | 0.35699 | 0.39004 | 0.35699 | 0.39004
348002-Duct Test and Seal (Gas Only) | 0 | 0 | 0 | 0 | 0 | 11.193 | 201.474 | 0 | -1.7067 | 0 | -1.7067 | 0 | -1.4818 | 0 | -1.4818 | 0.35699 | 0.39004 | 0.35699 | 0.39004
348004-Faucet Aerator | 0 | 0 | 0 | 0 | 0 | 11.4461 | 114.461 | 0 | 0.55901 | 0 | 0.55901 | 0 | 0.59723 | 0 | 0.59723 | 2.8212 | 3.2223 | 2.8212 | 3.2223
348003-Pipe Wrap | 0 | 0 | 0 | 0 | 0 | 7.6313 | 83.9443 | 0 | 0.19569 | 0 | 0.19569 | 0 | 0.2884 | 0 | 0.2884 | 1.2871 | 1.4897 | 1.2871 | 1.4897
348002-Duct Test and Seal (Gas Only) | 0 | 0 | 0 | 0 | 0 | 11.193 | 201.474 | 0 | -1.7067 | 0 | -1.7067 | 0 | -1.4818 | 0 | -1.4818 | 0.35699 | 0.39004 | 0.35699 | 0.39004
348005-Low Flow Showerheads | 0 | 0 | 0 | 0 | 0 | 6.2846 | 62.846 | 0 | 0.040955 | 0 | 0.040955 | 0 | 0.10772 | 0 | 0.10772 | 1.0496 | 1.1421 | 1.0496 | 1.1421
348003-Pipe Wrap | 0 | 0 | 0 | 0 | 0 | 7.6313 | 83.9443 | 0 | 0.19569 | 0 | 0.19569 | 0 | 0.2884 | 0 | 0.2884 | 1.2871 | 1.4897 | 1.2871 | 1.4897
348002-Duct Test and Seal (Gas Only) | 0 | 0 | 0 | 0 | 0 | 11.193 | 201.474 | 0 | -1.7067 | 0 | -1.7067 | 0 | -1.4818 | 0 | -1.4818 | 0.35699 | 0.39004 | 0.35699 | 0.39004
348004-Faucet Aerator | 0 | 0 | 0 | 0 | 0 | 11.4461 | 114.461 | 0 | 0.55901 | 0 | 0.55901 | 0 | 0.59723 | 0 | 0.59723 | 2.8212 | 3.2223 | 2.8212 | 3.2223
348005-Low Flow Showerheads | 0 | 0 | 0 | 0 | 0 | 12.5692 | 125.692 | 0 | 0.040955 | 0 | 0.040955 | 0 | 0.10772 | 0 | 0.10772 | 1.0496 | 1.1421 | 1.0496 | 1.1421
348003-Pipe Wrap | 0 | 0 | 0 | 0 | 0 | 7.6313 | 83.9443 | 0 | 0.19569 | 0 | 0.19569 | 0 | 0.2884 | 0 | 0.2884 | 1.2871 | 1.4897 | 1.2871 | 1.4897
348002-Duct Test and Seal (Gas Only) | 0 | 0 | 0 | 0 | 0 | 11.193 | 201.474 | 0 | -1.7067 | 0 | -1.7067 | 0 | -1.4818 | 0 | -1.4818 | 0.35699 | 0.39004 | 0.35699 | 0.39004
348004-Faucet Aerator | 0 | 0 | 0 | 0 | 0 | 11.4461 | 114.461 | 0 | 0.55901 | 0 | 0.55901 | 0 | 0.59723 | 0 | 0.59723 | 2.8212 | 3.2223 | 2.8212 | 3.2223
348005-Low Flow Showerheads | 0 | 0 | 0 | 0 | 0 | 12.5692 | 125.692 | 0 | 0.040955 | 0 | 0.040955 | 0 | 0.10772 | 0 | 0.10772 | 1.0496 | 1.1421 | 1.0496 | 1.1421
348003-Pipe Wrap | 0 | 0 | 0 | 0 | 0 | 7.6313 | 83.9443 | 0 | 0.19569 | 0 | 0.19569 | 0 | 0.2884 | 0 | 0.2884 | 1.2871 | 1.4897 | 1.2871 | 1.4897
348002-Duct Test and Seal (Gas Only) | 0 | 0 | 0 | 0 | 0 | 11.193 | 201.474 | 0 | -1.7067 | 0 | -1.7067 | 0 | -1.4818 | 0 | -1.4818 | 0.35699 | 0.39004 | 0.35699 | 0.39004
348004-Faucet Aerator | 0 | 0 | 0 | 0 | 0 | 5.723 | 57.2305 | 0 | 0.55901 | 0 | 0.55901 | 0 | 0.59723 | 0 | 0.59723 | 2.8212 | 3.2223 | 2.8212 | 3.2223
348005-Low Flow Showerheads | 0 | 0 | 0 | 0 | 0 | 6.2846 | 62.846 | 0 | 0.040955 | 0 | 0.040955 | 0 | 0.10772 | 0 | 0.10772 | 1.0496 | 1.1421 | 1.0496 | 1.1421
348002-Duct Test and Seal (Gas Only) | 0 | 0 | 0 | 0 | 0 | 11.193 | 201.474 | 0 | -1.7067 | 0 | -1.7067 | 0 | -1.4818 | 0 | -1.4818 | 0.35699 | 0.39004 | 0.35699 | 0.39004
348004-Faucet Aerator | 0 | 0 | 0 | 0 | 0 | 11.4461 | 114.461 | 0 | 0.55901 | 0 | 0.55901 | 0 | 0.59723 | 0 | 0.59723 | 2.8212 | 3.2223 | 2.8212 | 3.2223
348005-Low Flow Showerheads | 0 | 0 | 0 | 0 | 0 | 6.2846 | 62.846 | 0 | 0.040955 | 0 | 0.040955 | 0 | 0.10772 | 0 | 0.10772 | 1.0496 | 1.1421 | 1.0496 | 1.1421
348003-Pipe Wrap | 0 | 0 | 0 | 0 | 0 | 7.6313 | 83.9443 | 0 | 0.19569 | 0 | 0.19569 | 0 | 0.2884 | 0 | 0.2884 | 1.2871 | 1.4897 | 1.2871 | 1.4897
348004-Faucet Aerator | 0 | 0 | 0 | 0 | 0 | 17.1691 | 171.6915 | 0 | 0.55901 | 0 | 0.55901 | 0 | 0.59723 | 0 | 0.59723 | 2.8212 | 3.2223 | 2.8212 | 3.2223
348005-Low Flow Showerheads | 0 | 0 | 0 | 0 | 0 | 12.5692 | 125.692 | 0 | 0.040955 | 0 | 0.040955 | 0 | 0.10772 | 0 | 0.10772 | 1.0496 | 1.1421 | 1.0496 | 1.1421
348003-Pipe Wrap | 0 | 0 | 0 | 0 | 0 | 7.6313 | 83.9443 | 0 | 0.19569 | 0 | 0.19569 | 0 | 0.2884 | 0 | 0.2884 | 1.2871 | 1.4897 | 1.2871 | 1.4897
348002-Duct Test and Seal (Gas Only) | 0 | 0 | 0 | 0 | 0 | 11.193 | 201.474 | 0 | -1.7067 | 0 | -1.7067 | 0 | -1.4818 | 0 | -1.4818 | 0.35699 | 0.39004 | 0.35699 | 0.39004
348004-Faucet Aerator | 0 | 0 | 0 | 0 | 0 | 11.4461 | 114.461 | 0 | 0.55901 | 0 | 0.55901 | 0 | 0.59723 | 0 | 0.59723 | 2.8212 | 3.2223 | 2.8212 | 3.2223
348005-Low Flow Showerheads | 0 | 0 | 0 | 0 | 0 | 12.5692 | 125.692 | 0 | 0.040955 | 0 | 0.040955 | 0 | 0.10772 | 0 | 0.10772 | 1.0496 | 1.1421 | 1.0496 | 1.1421
348003-Pipe Wrap | 0 | 0 | 0 | 0 | 0 | 7.6313 | 83.9443 | 0 | 0.19569 | 0 | 0.19569 | 0 | 0.2884 | 0 | 0.2884 | 1.2871 | 1.4897 | 1.2871 | 1.4897
348002-Duct Test and Seal (Gas Only) | 0 | 0 | 0 | 0 | 0 | 11.193 | 201.474 | 0 | -1.7067 | 0 | -1.7067 | 0 | -1.4818 | 0 | -1.4818 | 0.35699 | 0.39004 | 0.35699 | 0.39004
348004-Faucet Aerator | 0 | 0 | 0 | 0 | 0 | 11.4461 | 114.461 | 0 | 0.55901 | 0 | 0.55901 | 0 | 0.59723 | 0 | 0.59723 | 2.8212 | 3.2223 | 2.8212 | 3.2223
348005-Low Flow Showerheads | 0 | 0 | 0 | 0 | 0 | 6.2846 | 62.846 | 0 | 0.040955 | 0 | 0.040955 | 0 | 0.10772 | 0 | 0.10772 | 1.0496 | 1.1421 | 1.0496 | 1.1421
348003-Pipe Wrap | 0 | 0 | 0 | 0 | 0 | 7.6313 | 83.9443 | 0 | 0.19569 | 0 | 0.19569 | 0 | 0.2884 | 0 | 0.2884 | 1.2871 | 1.4897 | 1.2871 | 1.4897
348002-Duct Test and Seal (Gas Only) | 0 | 0 | 0 | 0 | 0 | 11.193 | 201.474 | 0 | -1.7067 | 0 | -1.7067 | 0 | -1.4818 | 0 | -1.4818 | 0.35699 | 0.39004 | 0.35699 | 0.39004
348004-Faucet Aerator | 0 | 0 | 0 | 0 | 0 | 11.4461 | 114.461 | 0 | 0.55901 | 0 | 0.55901 | 0 | 0.59723 | 0 | 0.59723 | 2.8212 | 3.2223 | 2.8212 | 3.2223
348005-Low Flow Showerheads | 0 | 0 | 0 | 0 | 0 | 6.2846 | 62.846 | 0 | 0.040955 | 0 | 0.040955 | 0 | 0.10772 | 0 | 0.10772 | 1.0496 | 1.1421 | 1.0496 | 1.1421
348003-Pipe Wrap | 0 | 0 | 0 | 0 | 0 | 7.6313 | 83.9443 | 0 | 0.19569 | 0 | 0.19569 | 0 | 0.2884 | 0 | 0.2884 | 1.2871 | 1.4897 | 1.2871 | 1.4897
348002-Duct Test and Seal (Gas Only) | 0 | 0 | 0 | 0 | 0 | 11.193 | 201.474 | 0 | -1.7067 | 0 | -1.7067 | 0 | -1.4818 | 0 | -1.4818 | 0.35699 | 0.39004 | 0.35699 | 0.39004
348004-Faucet Aerator | 0 | 0 | 0 | 0 | 0 | 11.4461 | 114.461 | 0 | 0.55901 | 0 | 0.55901 | 0 | 0.59723 | 0 | 0.59723 | 2.8212 | 3.2223 | 2.8212 | 3.2223
348003-Pipe Wrap | 0 | 0 | 0 | 0 | 0 | 7.6313 | 83.9443 | 0 | 0.19569 | 0 | 0.19569 | 0 | 0.2884 | 0 | 0.2884 | 1.2871 | 1.4897 | 1.2871 | 1.4897
348002-Duct Test and Seal (Gas Only) | 0 | 0 | 0 | 0 | 0 | 11.193 | 201.474 | 0 | -1.7067 | 0 | -1.7067 | 0 | -1.4818 | 0 | -1.4818 | 0.35699 | 0.39004 | 0.35699 | 0.39004
348004-Faucet Aerator | 0 | 0 | 0 | 0 | 0 | 17.1691 | 171.6915 | 0 | 0.55901 | 0 | 0.55901 | 0 | 0.59723 | 0 | 0.59723 | 2.8212 | 3.2223 | 2.8212 | 3.2223
348005-Low Flow Showerheads | 0 | 0 | 0 | 0 | 0 | 6.2846 | 62.846 | 0 | 0.040955 | 0 | 0.040955 | 0 | 0.10772 | 0 | 0.10772 | 1.0496 | 1.1421 | 1.0496 | 1.1421
348003-Pipe Wrap | 0 | 0 | 0 | 0 | 0 | 7.6313 | 83.9443 | 0 | 0.19569 | 0 | 0.19569 | 0 | 0.2884 | 0 | 0.2884 | 1.2871 | 1.4897 | 1.2871 | 1.4897
348002-Duct Test and Seal (Gas Only) | 0 | 0 | 0 | 0 | 0 | 11.193 | 201.474 | 0 | -1.7067 | 0 | -1.7067 | 0 | -1.4818 | 0 | -1.4818 | 0.35699 | 0.39004 | 0.35699 | 0.39004
348004-Faucet Aerator | 0 | 0 | 0 | 0 | 0 | 5.723 | 57.2305 | 0 | 0.55901 | 0 | 0.55901 | 0 | 0.59723 | 0 | 0.59723 | 2.8212 | 3.2223 | 2.8212 | 3.2223
348005-Low Flow Showerheads | 0 | 0 | 0 | 0 | 0 | 6.2846 | 62.846 | 0 | 0.040955 | 0 | 0.040955 | 0 | 0.10772 | 0 | 0.10772 | 1.0496 | 1.1421 | 1.0496 | 1.1421
348004-Faucet Aerator | 0 | 0 | 0 | 0 | 0 | 11.4461 | 114.461 | 0 | 0.55901 | 0 | 0.55901 | 0 | 0.59723 | 0 | 0.59723 | 2.8212 | 3.2223 | 2.8212 | 3.2223
348005-Low Flow Showerheads | 0 | 0 | 0 | 0 | 0 | 6.2846 | 62.846 | 0 | 0.040955 | 0 | 0.040955 | 0 | 0.10772 | 0 | 0.10772 | 1.0496 | 1.1421 | 1.0496 | 1.1421
348003-Pipe Wrap | 0 | 0 | 0 | 0 | 0 | 7.6313 | 83.9443 | 0 | 0.19569 | 0 | 0.19569 | 0 | 0.2884 | 0 | 0.2884 | 1.2871 | 1.4897 | 1.2871 | 1.4897
348002-Duct Test and Seal (Gas Only) | 0 | 0 | 0 | 0 | 0 | 11.193 | 201.474 | 0 | -1.7067 | 0 | -1.7067 | 0 | -1.4818 | 0 | -1.4818 | 0.35699 | 0.39004 | 0.35699 | 0.39004
348004-Faucet Aerator | 0 | 0 | 0 | 0 | 0 | 17.1691 | 171.6915 | 0 | 0.55901 | 0 | 0.55901 | 0 | 0.59723 | 0 | 0.59723 | 2.8212 | 3.2223 | 2.8212 | 3.2223
348005-Low Flow Showerheads | 0 | 0 | 0 | 0 | 0 | 12.5692 | 125.692 | 0 | 0.040955 | 0 | 0.040955 | 0 | 0.10772 | 0 | 0.10772 | 1.0496 | 1.1421 | 1.0496 | 1.1421
348004-Faucet Aerator | 0 | 0 | 0 | 0 | 0 | 17.1691 | 171.6915 | 0 | 0.55901 | 0 | 0.55901 | 0 | 0.59723 | 0 | 0.59723 | 2.8212 | 3.2223 | 2.8212 | 3.2223
348005-Low Flow Showerheads | 0 | 0 | 0 | 0 | 0 | 12.5692 | 125.692 | 0 | 0.040955 | 0 | 0.040955 | 0 | 0.10772 | 0 | 0.10772 | 1.0496 | 1.1421 | 1.0496 | 1.1421
348003-Pipe Wrap | 0 | 0 | 0 | 0 | 0 | 7.6313 | 83.9443 | 0 | 0.19569 | 0 | 0.19569 | 0 | 0.2884 | 0 | 0.2884 | 1.2871 | 1.4897 | 1.2871 | 1.4897
348002-Duct Test and Seal (Gas Only) | 0 | 0 | 0 | 0 | 0 | 11.193 | 201.474 | 0 | -1.7067 | 0 | -1.7067 | 0 | -1.4818 | 0 | -1.4818 | 0.35699 | 0.39004 | 0.35699 | 0.39004
348004-Faucet Aerator | 0 | 0 | 0 | 0 | 0 | 17.1691 | 171.6915 | 0 | 0.55901 | 0 | 0.55901 | 0 | 0.59723 | 0 | 0.59723 | 2.8212 | 3.2223 | 2.8212 | 3.2223
348005-Low Flow Showerheads | 0 | 0 | 0 | 0 | 0 | 12.5692 | 125.692 | 0 | 0.040955 | 0 | 0.040955 | 0 | 0.10772 | 0 | 0.10772 | 1.0496 | 1.1421 | 1.0496 | 1.1421
348003-Pipe Wrap | 0 | 0 | 0 | 0 | 0 | 7.6313 | 83.9443 | 0 | 0.19569 | 0 | 0.19569 | 0 | 0.2884 | 0 | 0.2884 | 1.2871 | 1.4897 | 1.2871 | 1.4897
348002-Duct Test and Seal (Gas Only) | 0 | 0 | 0 | 0 | 0 | 11.193 | 201.474 | 0 | -1.7067 | 0 | -1.7067 | 0 | -1.4818 | 0 | -1.4818 | 0.35699 | 0.39004 | 0.35699 | 0.39004
348004-Faucet Aerator | 0 | 0 | 0 | 0 | 0 | 5.723 | 57.2305 | 0 | 0.55901 | 0 | 0.55901 | 0 | 0.59723 | 0 | 0.59723 | 2.8212 | 3.2223 | 2.8212 | 3.2223
348002-Duct Test and Seal (Gas Only) | 0 | 0 | 0 | 0 | 0 | 11.193 | 201.474 | 0 | -1.7067 | 0 | -1.7067 | 0 | -1.4818 | 0 | -1.4818 | 0.35699 | 0.39004 | 0.35699 | 0.39004
348004-Faucet Aerator | 0 | 0 | 0 | 0 | 0 | 11.4461 | 114.461 | 0 | 0.55901 | 0 | 0.55901 | 0 | 0.59723 | 0 | 0.59723 | 2.8212 | 3.2223 | 2.8212 | 3.2223
348005-Low Flow Showerheads | 0 | 0 | 0 | 0 | 0 | 6.2846 | 62.846 | 0 | 0.040955 | 0 | 0.040955 | 0 | 0.10772 | 0 | 0.10772 | 1.0496 | 1.1421 | 1.0496 | 1.1421
348003-Pipe Wrap | 0 | 0 | 0 | 0 | 0 | 7.6313 | 83.9443 | 0 | 0.19569 | 0 | 0.19569 | 0 | 0.2884 | 0 | 0.2884 | 1.2871 | 1.4897 | 1.2871 | 1.4897
348002-Duct Test and Seal (Gas Only) | 0 | 0 | 0 | 0 | 0 | 11.193 | 201.474 | 0 | -1.7067 | 0 | -1.7067 | 0 | -1.4818 | 0 | -1.4818 | 0.35699 | 0.39004 | 0.35699 | 0.39004
348002-Duct Test and Seal (Gas Only) | 0 | 0 | 0 | 0 | 0 | 11.193 | 201.474 | 0 | -1.7067 | 0 | -1.7067 | 0 | -1.4818 | 0 | -1.4818 | 0.35699 | 0.39004 | 0.35699 | 0.39004
348002-Duct Test and Seal (Gas Only) | 0 | 0 | 0 | 0 | 0 | 11.193 | 201.474 | 0 | -1.7067 | 0 | -1.7067 | 0 | -1.4818 | 0 | -1.4818 | 0.35699 | 0.39004 | 0.35699 | 0.39004
348004-Faucet Aerator | 0 | 0 | 0 | 0 | 0 | 22.8922 | 228.922 | 0 | 0.55901 | 0 | 0.55901 | 0 | 0.59723 | 0 | 0.59723 | 2.8212 | 3.2223 | 2.8212 | 3.2223
348005-Low Flow Showerheads | 0 | 0 | 0 | 0 | 0 | 12.5692 | 125.692 | 0 | 0.040955 | 0 | 0.040955 | 0 | 0.10772 | 0 | 0.10772 | 1.0496 | 1.1421 | 1.0496 | 1.1421
348003-Pipe Wrap | 0 | 0 | 0 | 0 | 0 | 7.6313 | 83.9443 | 0 | 0.19569 | 0 | 0.19569 | 0 | 0.2884 | 0 | 0.2884 | 1.2871 | 1.4897 | 1.2871 | 1.4897
348002-Duct Test and Seal (Gas Only) | 0 | 0 | 0 | 0 | 0 | 11.193 | 201.474 | 0 | -1.7067 | 0 | -1.7067 | 0 | -1.4818 | 0 | -1.4818 | 0.35699 | 0.39004 | 0.35699 | 0.39004
348004-Faucet Aerator | 0 | 0 | 0 | 0 | 0 | 17.1691 | 171.6915 | 0 | 0.55901 | 0 | 0.55901 | 0 | 0.59723 | 0 | 0.59723 | 2.8212 | 3.2223 | 2.8212 | 3.2223
348005-Low Flow Showerheads | 0 | 0 | 0 | 0 | 0 | 6.2846 | 62.846 | 0 | 0.040955 | 0 | 0.040955 | 0 | 0.10772 | 0 | 0.10772 | 1.0496 | 1.1421 | 1.0496 | 1.1421
348003-Pipe Wrap | 0 | 0 | 0 | 0 | 0 | 7.6313 | 83.9443 | 0 | 0.19569 | 0 | 0.19569 | 0 | 0.2884 | 0 | 0.2884 | 1.2871 | 1.4897 | 1.2871 | 1.4897
348002-Duct Test and Seal (Gas Only) | 0 | 0 | 0 | 0 | 0 | 11.193 | 201.474 | 0 | -1.7067 | 0 | -1.7067 | 0 | -1.4818 | 0 | -1.4818 | 0.35699 | 0.39004 | 0.35699 | 0.39004
348004-Faucet Aerator | 0 | 0 | 0 | 0 | 0 | 17.1691 | 171.6915 | 0 | 0.55901 | 0 | 0.55901 | 0 | 0.59723 | 0 | 0.59723 | 2.8212 | 3.2223 | 2.8212 | 3.2223
348005-Low Flow Showerheads | 0 | 0 | 0 | 0 | 0 | 6.2846 | 62.846 | 0 | 0.040955 | 0 | 0.040955 | 0 | 0.10772 | 0 | 0.10772 | 1.0496 | 1.1421 | 1.0496 | 1.1421
348003-Pipe Wrap | 0 | 0 | 0 | 0 | 0 | 7.6313 | 83.9443 | 0 | 0.19569 | 0 | 0.19569 | 0 | 0.2884 | 0 | 0.2884 | 1.2871 | 1.4897 | 1.2871 | 1.4897
348002-Duct Test and Seal (Gas Only) | 0 | 0 | 0 | 0 | 0 | 11.193 | 201.474 | 0 | -1.7067 | 0 | -1.7067 | 0 | -1.4818 | 0 | -1.4818 | 0.35699 | 0.39004 | 0.35699 | 0.39004
348004-Faucet Aerator | 0 | 0 | 0 | 0 | 0 | 17.1691 | 171.6915 | 0 | 0.55901 | 0 | 0.55901 | 0 | 0.59723 | 0 | 0.59723 | 2.8212 | 3.2223 | 2.8212 | 3.2223
348005-Low Flow Showerheads | 0 | 0 | 0 | 0 | 0 | 6.2846 | 62.846 | 0 | 0.040955 | 0 | 0.040955 | 0 | 0.10772 | 0 | 0.10772 | 1.0496 | 1.1421 | 1.0496 | 1.1421
348002-Duct Test and Seal (Gas Only) | 0 | 0 | 0 | 0 | 0 | 11.193 | 201.474 | 0 | -1.7067 | 0 | -1.7067 | 0 | -1.4818 | 0 | -1.4818 | 0.35699 | 0.39004 | 0.35699 | 0.39004
348005-Low Flow Showerheads | 0 | 0 | 0 | 0 | 0 | 6.2846 | 62.846 | 0 | 0.040955 | 0 | 0.040955 | 0 | 0.10772 | 0 | 0.10772 | 1.0496 | 1.1421 | 1.0496 | 1.1421
348003-Pipe Wrap | 0 | 0 | 0 | 0 | 0 | 7.6313 | 83.9443 | 0 | 0.19569 | 0 | 0.19569 | 0 | 0.2884 | 0 | 0.2884 | 1.2871 | 1.4897 | 1.2871 | 1.4897
348002-Duct Test and Seal (Gas Only) | 0 | 0 | 0 | 0 | 0 | 11.193 | 201.474 | 0 | -1.7067 | 0 | -1.7067 | 0 | -1.4818 | 0 | -1.4818 | 0.35699 | 0.39004 | 0.35699 | 0.39004
348004-Faucet Aerator | 0 | 0 | 0 | 0 | 0 | 5.723 | 57.2305 | 0 | 0.55901 | 0 | 0.55901 | 0 | 0.59723 | 0 | 0.59723 | 2.8212 | 3.2223 | 2.8212 | 3.2223
348003-Pipe Wrap | 0 | 0 | 0 | 0 | 0 | 7.6313 | 83.9443 | 0 | 0.19569 | 0 | 0.19569 | 0 | 0.2884 | 0 | 0.2884 | 1.2871 | 1.4897 | 1.2871 | 1.4897
348002-Duct Test and Seal (Gas Only) | 0 | 0 | 0 | 0 | 0 | 11.193 | 201.474 | 0 | -1.7067 | 0 | -1.7067 | 0 | -1.4818 | 0 | -1.4818 | 0.35699 | 0.39004 | 0.35699 | 0.39004
348004-Faucet Aerator | 0 | 0 | 0 | 0 | 0 | 11.4461 | 114.461 | 0 | 0.55901 | 0 | 0.55901 | 0 | 0.59723 | 0 | 0.59723 | 2.8212 | 3.2223 | 2.8212 | 3.2223
348005-Low Flow Showerheads | 0 | 0 | 0 | 0 | 0 | 6.2846 | 62.846 | 0 | 0.040955 | 0 | 0.040955 | 0 | 0.10772 | 0 | 0.10772 | 1.0496 | 1.1421 | 1.0496 | 1.1421
348002-Duct Test and Seal (Gas Only) | 0 | 0 | 0 | 0 | 0 | 11.193 | 201.474 | 0 | -1.7067 | 0 | -1.7067 | 0 | -1.4818 | 0 | -1.4818 | 0.35699 | 0.39004 | 0.35699 | 0.39004
348004-Faucet Aerator | 0 | 0 | 0 | 0 | 0 | 17.1691 | 171.6915 | 0 | 0.55901 | 0 | 0.55901 | 0 | 0.59723 | 0 | 0.59723 | 2.8212 | 3.2223 | 2.8212 | 3.2223
348003-Pipe Wrap | 0 | 0 | 0 | 0 | 0 | 7.6313 | 83.9443 | 0 | 0.19569 | 0 | 0.19569 | 0 | 0.2884 | 0 | 0.2884 | 1.2871 | 1.4897 | 1.2871 | 1.4897
348002-Duct Test and Seal (Gas Only) | 0 | 0 | 0 | 0 | 0 | 11.193 | 201.474 | 0 | -1.7067 | 0 | -1.7067 | 0 | -1.4818 | 0 | -1.4818 | 0.35699 | 0.39004 | 0.35699 | 0.39004
348004-Faucet Aerator | 0 | 0 | 0 | 0 | 0 | 11.4461 | 114.461 | 0 | 0.55901 | 0 | 0.55901 | 0 | 0.59723 | 0 | 0.59723 | 2.8212 | 3.2223 | 2.8212 | 3.2223
348005-Low Flow Showerheads | 0 | 0 | 0 | 0 | 0 | 6.2846 | 62.846 | 0 | 0.040955 | 0 | 0.040955 | 0 | 0.10772 | 0 | 0.10772 | 1.0496 | 1.1421 | 1.0496 | 1.1421
348002-Duct Test and Seal (Gas Only) | 0 | 0 | 0 | 0 | 0 | 11.193 | 201.474 | 0 | -1.7067 | 0 | -1.7067 | 0 | -1.4818 | 0 | -1.4818 | 0.35699 | 0.39004 | 0.35699 | 0.39004
348004-Faucet Aerator | 0 | 0 | 0 | 0 | 0 | 11.4461 | 114.461 | 0 | 0.55901 | 0 | 0.55901 | 0 | 0.59723 | 0 | 0.59723 | 2.8212 | 3.2223 | 2.8212 | 3.2223
348005-Low Flow Showerheads | 0 | 0 | 0 | 0 | 0 | 6.2846 | 62.846 | 0 | 0.040955 | 0 | 0.040955 | 0 | 0.10772 | 0 | 0.10772 | 1.0496 | 1.1421 | 1.0496 | 1.1421
348003-Pipe Wrap | 0 | 0 | 0 | 0 | 0 | 7.6313 | 83.9443 | 0 | 0.19569 | 0 | 0.19569 | 0 | 0.2884 | 0 | 0.2884 | 1.2871 | 1.4897 | 1.2871 | 1.4897
348002-Duct Test and Seal (Gas Only) | 0 | 0 | 0 | 0 | 0 | 11.193 | 201.474 | 0 | -1.7067 | 0 | -1.7067 | 0 | -1.4818 | 0 | -1.4818 | 0.35699 | 0.39004 | 0.35699 | 0.39004
348004-Faucet Aerator | 0 | 0 | 0 | 0 | 0 | 11.4461 | 114.461 | 0 | 0.55901 | 0 | 0.55901 | 0 | 0.59723 | 0 | 0.59723 | 2.8212 | 3.2223 | 2.8212 | 3.2223
348002-Duct Test and Seal (Gas Only) | 0 | 0 | 0 | 0 | 0 | 11.193 | 201.474 | 0 | -1.7067 | 0 | -1.7067 | 0 | -1.4818 | 0 | -1.4818 | 0.35699 | 0.39004 | 0.35699 | 0.39004
348004-Faucet Aerator | 0 | 0 | 0 | 0 | 0 | 11.4461 | 114.461 | 0 | 0.55901 | 0 | 0.55901 | 0 | 0.59723 | 0 | 0.59723 | 2.8212 | 3.2223 | 2.8212 | 3.2223
348005-Low Flow Showerheads | 0 | 0 | 0 | 0 | 0 | 6.2846 | 62.846 | 0 | 0.040955 | 0 | 0.040955 | 0 | 0.10772 | 0 | 0.10772 | 1.0496 | 1.1421 | 1.0496 | 1.1421
348003-Pipe Wrap | 0 | 0 | 0 | 0 | 0 | 7.6313 | 83.9443 | 0 | 0.19569 | 0 | 0.19569 | 0 | 0.2884 | 0 | 0.2884 | 1.2871 | 1.4897 | 1.2871 | 1.4897
348002-Duct Test and Seal (Gas Only) | 0 | 0 | 0 | 0 | 0 | 11.193 | 201.474 | 0 | -1.7067 | 0 | -1.7067 | 0 | -1.4818 | 0 | -1.4818 | 0.35699 | 0.39004 | 0.35699 | 0.39004
348004-Faucet Aerator | 0 | 0 | 0 | 0 | 0 | 11.4461 | 114.461 | 0 | 0.55901 | 0 | 0.55901 | 0 | 0.59723 | 0 | 0.59723 | 2.8212 | 3.2223 | 2.8212 | 3.2223
348005-Low Flow Showerheads | 0 | 0 | 0 | 0 | 0 | 12.5692 | 125.692 | 0 | 0.040955 | 0 | 0.040955 | 0 | 0.10772 | 0 | 0.10772 | 1.0496 | 1.1421 | 1.0496 | 1.1421
348003-Pipe Wrap | 0 | 0 | 0 | 0 | 0 | 7.6313 | 83.9443 | 0 | 0.19569 | 0 | 0.19569 | 0 | 0.2884 | 0 | 0.2884 | 1.2871 | 1.4897 | 1.2871 | 1.4897
348004-Faucet Aerator | 0 | 0 | 0 | 0 | 0 | 17.1691 | 171.6915 | 0 | 0.55901 | 0 | 0.55901 | 0 | 0.59723 | 0 | 0.59723 | 2.8212 | 3.2223 | 2.8212 | 3.2223
348005-Low Flow Showerheads | 0 | 0 | 0 | 0 | 0 | 6.2846 | 62.846 | 0 | 0.040955 | 0 | 0.040955 | 0 | 0.10772 | 0 | 0.10772 | 1.0496 | 1.1421 | 1.0496 | 1.1421
348003-Pipe Wrap | 0 | 0 | 0 | 0 | 0 | 7.6313 | 83.9443 | 0 | 0.19569 | 0 | 0.19569 | 0 | 0.2884 | 0 | 0.2884 | 1.2871 | 1.4897 | 1.2871 | 1.4897
348004-Faucet Aerator | 0 | 0 | 0 | 0 | 0 | 11.4461 | 114.461 | 0 | 0.55901 | 0 | 0.55901 | 0 | 0.59723 | 0 | 0.59723 | 2.8212 | 3.2223 | 2.8212 | 3.2223
348005-Low Flow Showerheads | 0 | 0 | 0 | 0 | 0 | 6.2846 | 62.846 | 0 | 0.040955 | 0 | 0.040955 | 0 | 0.10772 | 0 | 0.10772 | 1.0496 | 1.1421 | 1.0496 | 1.1421
348003-Pipe Wrap | 0 | 0 | 0 | 0 | 0 | 7.6313 | 83.9443 | 0 | 0.19569 | 0 | 0.19569 | 0 | 0.2884 | 0 | 0.2884 | 1.2871 | 1.4897 | 1.2871 | 1.4897
348004-Faucet Aerator | 0 | 0 | 0 | 0 | 0 | 11.4461 | 114.461 | 0 | 0.55901 | 0 | 0.55901 | 0 | 0.59723 | 0 | 0.59723 | 2.8212 | 3.2223 | 2.8212 | 3.2223
348005-Low Flow Showerheads | 0 | 0 | 0 | 0 | 0 | 6.2846 | 62.846 | 0 | 0.040955 | 0 | 0.040955 | 0 | 0.10772 | 0 | 0.10772 | 1.0496 | 1.1421 | 1.0496 | 1.1421
348003-Pipe Wrap | 0 | 0 | 0 | 0 | 0 | 7.6313 | 83.9443 | 0 | 0.19569 | 0 | 0.19569 | 0 | 0.2884 | 0 | 0.2884 | 1.2871 | 1.4897 | 1.2871 | 1.4897
348004-Faucet Aerator | 0 | 0 | 0 | 0 | 0 | 11.4461 | 114.461 | 0 | 0.55901 | 0 | 0.55901 | 0 | 0.59723 | 0 | 0.59723 | 2.8212 | 3.2223 | 2.8212 | 3.2223
348005-Low Flow Showerheads | 0 | 0 | 0 | 0 | 0 | 6.2846 | 62.846 | 0 | 0.040955 | 0 | 0.040955 | 0 | 0.10772 | 0 | 0.10772 | 1.0496 | 1.1421 | 1.0496 | 1.1421
348003-Pipe Wrap | 0 | 0 | 0 | 0 | 0 | 7.6313 | 83.9443 | 0 | 0.19569 | 0 | 0.19569 | 0 | 0.2884 | 0 | 0.2884 | 1.2871 | 1.4897 | 1.2871 | 1.4897
348002-Duct Test and Seal (Gas Only) | 0 | 0 | 0 | 0 | 0 | 11.193 | 201.474 | 0 | -1.7067 | 0 | -1.7067 | 0 | -1.4818 | 0 | -1.4818 | 0.35699 | 0.39004 | 0.35699 | 0.39004
348004-Faucet Aerator | 0 | 0 | 0 | 0 | 0 | 17.1691 | 171.6915 | 0 | 0.55901 | 0 | 0.55901 | 0 | 0.59723 | 0 | 0.59723 | 2.8212 | 3.2223 | 2.8212 | 3.2223
348005-Low Flow Showerheads | 0 | 0 | 0 | 0 | 0 | 6.2846 | 62.846 | 0 | 0.040955 | 0 | 0.040955 | 0 | 0.10772 | 0 | 0.10772 | 1.0496 | 1.1421 | 1.0496 | 1.1421
348003-Pipe Wrap | 0 | 0 | 0 | 0 | 0 | 7.6313 | 83.9443 | 0 | 0.19569 | 0 | 0.19569 | 0 | 0.2884 | 0 | 0.2884 | 1.2871 | 1.4897 | 1.2871 | 1.4897
348004-Faucet Aerator | 0 | 0 | 0 | 0 | 0 | 17.1691 | 171.6915 | 0 | 0.55901 | 0 | 0.55901 | 0 | 0.59723 | 0 | 0.59723 | 2.8212 | 3.2223 | 2.8212 | 3.2223
348005-Low Flow Showerheads | 0 | 0 | 0 | 0 | 0 | 6.2846 | 62.846 | 0 | 0.040955 | 0 | 0.040955 | 0 | 0.10772 | 0 | 0.10772 | 1.0496 | 1.1421 | 1.0496 | 1.1421
348003-Pipe Wrap | 0 | 0 | 0 | 0 | 0 | 7.6313 | 83.9443 | 0 | 0.19569 | 0 | 0.19569 | 0 | 0.2884 | 0 | 0.2884 | 1.2871 | 1.4897 | 1.2871 | 1.4897
348002-Duct Test and Seal (Gas Only) | 0 | 0 | 0 | 0 | 0 | 11.193 | 201.474 | 0 | -1.7067 | 0 | -1.7067 | 0 | -1.4818 | 0 | -1.4818 | 0.35699 | 0.39004 | 0.35699 | 0.39004
348004-Faucet Aerator | 0 | 0 | 0 | 0 | 0 | 5.723 | 57.2305 | 0 | 0.55901 | 0 | 0.55901 | 0 | 0.59723 | 0 | 0.59723 | 2.8212 | 3.2223 | 2.8212 | 3.2223
348005-Low Flow Showerheads | 0 | 0 | 0 | 0 | 0 | 6.2846 | 62.846 | 0 | 0.040955 | 0 | 0.040955 | 0 | 0.10772 | 0 | 0.10772 | 1.0496 | 1.1421 | 1.0496 | 1.1421
348002-Duct Test and Seal (Gas Only) | 0 | 0 | 0 | 0 | 0 | 11.193 | 201.474 | 0 | -1.7067 | 0 | -1.7067 | 0 | -1.4818 | 0 | -1.4818 | 0.35699 | 0.39004 | 0.35699 | 0.39004
348002-Duct Test and Seal (Gas Only) | 0 | 0 | 0 | 0 | 0 | 11.193 | 201.474 | 0 | -1.7067 | 0 | -1.7067 | 0 | -1.4818 | 0 | -1.4818 | 0.35699 | 0.39004 | 0.35699 | 0.39004
348004-Faucet Aerator | 0 | 0 | 0 | 0 | 0 | 22.8922 | 228.922 | 0 | 0.55901 | 0 | 0.55901 | 0 | 0.59723 | 0 | 0.59723 | 2.8212 | 3.2223 | 2.8212 | 3.2223
348005-Low Flow Showerheads | 0 | 0 | 0 | 0 | 0 | 6.2846 | 62.846 | 0 | 0.040955 | 0 | 0.040955 | 0 | 0.10772 | 0 | 0.10772 | 1.0496 | 1.1421 | 1.0496 | 1.1421
348003-Pipe Wrap | 0 | 0 | 0 | 0 | 0 | 7.6313 | 83.9443 | 0 | 0.19569 | 0 | 0.19569 | 0 | 0.2884 | 0 | 0.2884 | 1.2871 | 1.4897 | 1.2871 | 1.4897
348002-Duct Test and Seal (Gas Only) | 0 | 0 | 0 | 0 | 0 | 11.193 | 201.474 | 0 | -1.7067 | 0 | -1.7067 | 0 | -1.4818 | 0 | -1.4818 | 0.35699 | 0.39004 | 0.35699 | 0.39004
348004-Faucet Aerator | 0 | 0 | 0 | 0 | 0 | 11.4461 | 114.461 | 0 | 0.55901 | 0 | 0.55901 | 0 | 0.59723 | 0 | 0.59723 | 2.8212 | 3.2223 | 2.8212 | 3.2223
348005-Low Flow Showerheads | 0 | 0 | 0 | 0 | 0 | 6.2846 | 62.846 | 0 | 0.040955 | 0 | 0.040955 | 0 | 0.10772 | 0 | 0.10772 | 1.0496 | 1.1421 | 1.0496 | 1.1421
348003-Pipe Wrap | 0 | 0 | 0 | 0 | 0 | 7.6313 | 83.9443 | 0 | 0.19569 | 0 | 0.19569 | 0 | 0.2884 | 0 | 0.2884 | 1.2871 | 1.4897 | 1.2871 | 1.4897
348002-Duct Test and Seal (Gas Only) | 0 | 0 | 0 | 0 | 0 | 11.193 | 201.474 | 0 | -1.7067 | 0 | -1.7067 | 0 | -1.4818 | 0 | -1.4818 | 0.35699 | 0.39004 | 0.35699 | 0.39004
348004-Faucet Aerator | 0 | 0 | 0 | 0 | 0 | 11.4461 | 114.461 | 0 | 0.55901 | 0 | 0.55901 | 0 | 0.59723 | 0 | 0.59723 | 2.8212 | 3.2223 | 2.8212 | 3.2223
348005-Low Flow Showerheads | 0 | 0 | 0 | 0 | 0 | 6.2846 | 62.846 | 0 | 0.040955 | 0 | 0.040955 | 0 | 0.10772 | 0 | 0.10772 | 1.0496 | 1.1421 | 1.0496 | 1.1421
348003-Pipe Wrap | 0 | 0 | 0 | 0 | 0 | 7.6313 | 83.9443 | 0 | 0.19569 | 0 | 0.19569 | 0 | 0.2884 | 0 | 0.2884 | 1.2871 | 1.4897 | 1.2871 | 1.4897
348002-Duct Test and Seal (Gas Only) | 0 | 0 | 0 | 0 | 0 | 11.193 | 201.474 | 0 | -1.7067 | 0 | -1.7067 | 0 | -1.4818 | 0 | -1.4818 | 0.35699 | 0.39004 | 0.35699 | 0.39004
348002-Duct Test and Seal (Gas Only) | 0 | 0 | 0 | 0 | 0 | 11.193 | 201.474 | 0 | -1.7067 | 0 | -1.7067 | 0 | -1.4818 | 0 | -1.4818 | 0.35699 | 0.39004 | 0.35699 | 0.39004
348003-Pipe Wrap | 0 | 0 | 0 | 0 | 0 | 7.6313 | 83.9443 | 0 | 0.19569 | 0 | 0.19569 | 0 | 0.2884 | 0 | 0.2884 | 1.2871 | 1.4897 | 1.2871 | 1.4897
348002-Duct Test and Seal (Gas Only) | 0 | 0 | 0 | 0 | 0 | 11.193 | 201.474 | 0 | -1.7067 | 0 | -1.7067 | 0 | -1.4818 | 0 | -1.4818 | 0.35699 | 0.39004 | 0.35699 | 0.39004
348004-Faucet Aerator | 0 | 0 | 0 | 0 | 0 | 5.723 | 57.2305 | 0 | 0.55901 | 0 | 0.55901 | 0 | 0.59723 | 0 | 0.59723 | 2.8212 | 3.2223 | 2.8212 | 3.2223
348002-Duct Test and Seal (Gas Only) | 0 | 0 | 0 | 0 | 0 | 11.193 | 201.474 | 0 | -1.7067 | 0 | -1.7067 | 0 | -1.4818 | 0 | -1.4818 | 0.35699 | 0.39004 | 0.35699 | 0.39004
348004-Faucet Aerator | 0 | 0 | 0 | 0 | 0 | 5.723 | 57.2305 | 0 | 0.55901 | 0 | 0.55901 | 0 | 0.59723 | 0 | 0.59723 | 2.8212 | 3.2223 | 2.8212 | 3.2223
348005-Low Flow Showerheads | 0 | 0 | 0 | 0 | 0 | 6.2846 | 62.846 | 0 | 0.040955 | 0 | 0.040955 | 0 | 0.10772 | 0 | 0.10772 | 1.0496 | 1.1421 | 1.0496 | 1.1421
348003-Pipe Wrap | 0 | 0 | 0 | 0 | 0 | 7.6313 | 83.9443 | 0 | 0.19569 | 0 | 0.19569 | 0 | 0.2884 | 0 | 0.2884 | 1.2871 | 1.4897 | 1.2871 | 1.4897
348005-Low Flow Showerheads | 0 | 0 | 0 | 0 | 0 | 6.2846 | 62.846 | 0 | 0.040955 | 0 | 0.040955 | 0 | 0.10772 | 0 | 0.10772 | 1.0496 | 1.1421 | 1.0496 | 1.1421
348003-Pipe Wrap | 0 | 0 | 0 | 0 | 0 | 7.6313 | 83.9443 | 0 | 0.19569 | 0 | 0.19569 | 0 | 0.2884 | 0 | 0.2884 | 1.2871 | 1.4897 | 1.2871 | 1.4897
348002-Duct Test and Seal (Gas Only) | 0 | 0 | 0 | 0 | 0 | 11.193 | 201.474 | 0 | -1.7067 | 0 | -1.7067 | 0 | -1.4818 | 0 | -1.4818 | 0.35699 | 0.39004 | 0.35699 | 0.39004
348004-Faucet Aerator | 0 | 0 | 0 | 0 | 0 | 11.4461 | 114.461 | 0 | 0.55901 | 0 | 0.55901 | 0 | 0.59723 | 0 | 0.59723 | 2.8212 | 3.2223 | 2.8212 | 3.2223
348003-Pipe Wrap | 0 | 0 | 0 | 0 | 0 | 7.6313 | 83.9443 | 0 | 0.19569 | 0 | 0.19569 | 0 | 0.2884 | 0 | 0.2884 | 1.2871 | 1.4897 | 1.2871 | 1.4897
348004-Faucet Aerator | 0 | 0 | 0 | 0 | 0 | 11.4461 | 114.461 | 0 | 0.55901 | 0 | 0.55901 | 0 | 0.59723 | 0 | 0.59723 | 2.8212 | 3.2223 | 2.8212 | 3.2223
348005-Low Flow Showerheads | 0 | 0 | 0 | 0 | 0 | 6.2846 | 62.846 | 0 | 0.040955 | 0 | 0.040955 | 0 | 0.10772 | 0 | 0.10772 | 1.0496 | 1.1421 | 1.0496 | 1.1421
348003-Pipe Wrap | 0 | 0 | 0 | 0 | 0 | 7.6313 | 83.9443 | 0 | 0.19569 | 0 | 0.19569 | 0 | 0.2884 | 0 | 0.2884 | 1.2871 | 1.4897 | 1.2871 | 1.4897
348002-Duct Test and Seal (Gas Only) | 0 | 0 | 0 | 0 | 0 | 11.193 | 201.474 | 0 | -1.7067 | 0 | -1.7067 | 0 | -1.4818 | 0 | -1.4818 | 0.35699 | 0.39004 | 0.35699 | 0.39004
348004-Faucet Aerator | 0 | 0 | 0 | 0 | 0 | 22.8922 | 228.922 | 0 | 0.55901 | 0 | 0.55901 | 0 | 0.59723 | 0 | 0.59723 | 2.8212 | 3.2223 | 2.8212 | 3.2223
348005-Low Flow Showerheads | 0 | 0 | 0 | 0 | 0 | 6.2846 | 62.846 | 0 | 0.040955 | 0 | 0.040955 | 0 | 0.10772 | 0 | 0.10772 | 1.0496 | 1.1421 | 1.0496 | 1.1421
348003-Pipe Wrap | 0 | 0 | 0 | 0 | 0 | 7.6313 | 83.9443 | 0 | 0.19569 | 0 | 0.19569 | 0 | 0.2884 | 0 | 0.2884 | 1.2871 | 1.4897 | 1.2871 | 1.4897
348002-Duct Test and Seal (Gas Only) | 0 | 0 | 0 | 0 | 0 | 11.193 | 201.474 | 0 | -1.7067 | 0 | -1.7067 | 0 | -1.4818 | 0 | -1.4818 | 0.35699 | 0.39004 | 0.35699 | 0.39004
348003-Pipe Wrap | 0 | 0 | 0 | 0 | 0 | 7.6313 | 83.9443 | 0 | 0.19569 | 0 | 0.19569 | 0 | 0.2884 | 0 | 0.2884 | 1.2871 | 1.4897 | 1.2871 | 1.4897
348002-Duct Test and Seal (Gas Only) | 0 | 0 | 0 | 0 | 0 | 11.193 | 201.474 | 0 | -1.7067 | 0 | -1.7067 | 0 | -1.4818 | 0 | -1.4818 | 0.35699 | 0.39004 | 0.35699 | 0.39004
348004-Faucet Aerator | 0 | 0 | 0 | 0 | 0 | 11.4461 | 114.461 | 0 | 0.55901 | 0 | 0.55901 | 0 | 0.59723 | 0 | 0.59723 | 2.8212 | 3.2223 | 2.8212 | 3.2223
348005-Low Flow Showerheads | 0 | 0 | 0 | 0 | 0 | 6.2846 | 62.846 | 0 | 0.040955 | 0 | 0.040955 | 0 | 0.10772 | 0 | 0.10772 | 1.0496 | 1.1421 | 1.0496 | 1.1421
348003-Pipe Wrap | 0 | 0 | 0 | 0 | 0 | 7.6313 | 83.9443 | 0 | 0.19569 | 0 | 0.19569 | 0 | 0.2884 | 0 | 0.2884 | 1.2871 | 1.4897 | 1.2871 | 1.4897
348004-Faucet Aerator | 0 | 0 | 0 | 0 | 0 | 11.4461 | 114.461 | 0 | 0.55901 | 0 | 0.55901 | 0 | 0.59723 | 0 | 0.59723 | 2.8212 | 3.2223 | 2.8212 | 3.2223
348003-Pipe Wrap | 0 | 0 | 0 | 0 | 0 | 7.6313 | 83.9443 | 0 | 0.19569 | 0 | 0.19569 | 0 | 0.2884 | 0 | 0.2884 | 1.2871 | 1.4897 | 1.2871 | 1.4897
348004-Faucet Aerator | 0 | 0 | 0 | 0 | 0 | 17.1691 | 171.6915 | 0 | 0.55901 | 0 | 0.55901 | 0 | 0.59723 | 0 | 0.59723 | 2.8212 | 3.2223 | 2.8212 | 3.2223
348005-Low Flow Showerheads | 0 | 0 | 0 | 0 | 0 | 12.5692 | 125.692 | 0 | 0.040955 | 0 | 0.040955 | 0 | 0.10772 | 0 | 0.10772 | 1.0496 | 1.1421 | 1.0496 | 1.1421
348003-Pipe Wrap | 0 | 0 | 0 | 0 | 0 | 7.6313 | 83.9443 | 0 | 0.19569 | 0 | 0.19569 | 0 | 0.2884 | 0 | 0.2884 | 1.2871 | 1.4897 | 1.2871 | 1.4897
348002-Duct Test and Seal (Gas Only) | 0 | 0 | 0 | 0 | 0 | 11.193 | 201.474 | 0 | -1.7067 | 0 | -1.7067 | 0 | -1.4818 | 0 | -1.4818 | 0.35699 | 0.39004 | 0.35699 | 0.39004
348004-Faucet Aerator | 0 | 0 | 0 | 0 | 0 | 17.1691 | 171.6915 | 0 | 0.55901 | 0 | 0.55901 | 0 | 0.59723 | 0 | 0.59723 | 2.8212 | 3.2223 | 2.8212 | 3.2223
348005-Low Flow Showerheads | 0 | 0 | 0 | 0 | 0 | 12.5692 | 125.692 | 0 | 0.040955 | 0 | 0.040955 | 0 | 0.10772 | 0 | 0.10772 | 1.0496 | 1.1421 | 1.0496 | 1.1421
348003-Pipe Wrap | 0 | 0 | 0 | 0 | 0 | 7.6313 | 83.9443 | 0 | 0.19569 | 0 | 0.19569 | 0 | 0.2884 | 0 | 0.2884 | 1.2871 | 1.4897 | 1.2871 | 1.4897
348004-Faucet Aerator | 0 | 0 | 0 | 0 | 0 | 11.4461 | 114.461 | 0 | 0.55901 | 0 | 0.55901 | 0 | 0.59723 | 0 | 0.59723 | 2.8212 | 3.2223 | 2.8212 | 3.2223
348005-Low Flow Showerheads | 0 | 0 | 0 | 0 | 0 | 6.2846 | 62.846 | 0 | 0.040955 | 0 | 0.040955 | 0 | 0.10772 | 0 | 0.10772 | 1.0496 | 1.1421 | 1.0496 | 1.1421
348003-Pipe Wrap | 0 | 0 | 0 | 0 | 0 | 7.6313 | 83.9443 | 0 | 0.19569 | 0 | 0.19569 | 0 | 0.2884 | 0 | 0.2884 | 1.2871 | 1.4897 | 1.2871 | 1.4897
348004-Faucet Aerator | 0 | 0 | 0 | 0 | 0 | 17.1691 | 171.6915 | 0 | 0.55901 | 0 | 0.55901 | 0 | 0.59723 | 0 | 0.59723 | 2.8212 | 3.2223 | 2.8212 | 3.2223
348005-Low Flow Showerheads | 0 | 0 | 0 | 0 | 0 | 12.5692 | 125.692 | 0 | 0.040955 | 0 | 0.040955 | 0 | 0.10772 | 0 | 0.10772 | 1.0496 | 1.1421 | 1.0496 | 1.1421
348003-Pipe Wrap | 0 | 0 | 0 | 0 | 0 | 7.6313 | 83.9443 | 0 | 0.19569 | 0 | 0.19569 | 0 | 0.2884 | 0 | 0.2884 | 1.2871 | 1.4897 | 1.2871 | 1.4897
348004-Faucet Aerator | 0 | 0 | 0 | 0 | 0 | 5.723 | 57.2305 | 0 | 0.55901 | 0 | 0.55901 | 0 | 0.59723 | 0 | 0.59723 | 2.8212 | 3.2223 | 2.8212 | 3.2223
348005-Low Flow Showerheads | 0 | 0 | 0 | 0 | 0 | 12.5692 | 125.692 | 0 | 0.040955 | 0 | 0.040955 | 0 | 0.10772 | 0 | 0.10772 | 1.0496 | 1.1421 | 1.0496 | 1.1421
348003-Pipe Wrap | 0 | 0 | 0 | 0 | 0 | 7.6313 | 83.9443 | 0 | 0.19569 | 0 | 0.19569 | 0 | 0.2884 | 0 | 0.2884 | 1.2871 | 1.4897 | 1.2871 | 1.4897
348002-Duct Test and Seal (Gas Only) | 0 | 0 | 0 | 0 | 0 | 11.193 | 201.474 | 0 | -1.7067 | 0 | -1.7067 | 0 | -1.4818 | 0 | -1.4818 | 0.35699 | 0.39004 | 0.35699 | 0.39004
348004-Faucet Aerator | 0 | 0 | 0 | 0 | 0 | 11.4461 | 114.461 | 0 | 0.55901 | 0 | 0.55901 | 0 | 0.59723 | 0 | 0.59723 | 2.8212 | 3.2223 | 2.8212 | 3.2223
348005-Low Flow Showerheads | 0 | 0 | 0 | 0 | 0 | 6.2846 | 62.846 | 0 | 0.040955 | 0 | 0.040955 | 0 | 0.10772 | 0 | 0.10772 | 1.0496 | 1.1421 | 1.0496 | 1.1421
348003-Pipe Wrap | 0 | 0 | 0 | 0 | 0 | 7.6313 | 83.9443 | 0 | 0.19569 | 0 | 0.19569 | 0 | 0.2884 | 0 | 0.2884 | 1.2871 | 1.4897 | 1.2871 | 1.4897
348002-Duct Test and Seal (Gas Only) | 0 | 0 | 0 | 0 | 0 | 11.193 | 201.474 | 0 | -1.7067 | 0 | -1.7067 | 0 | -1.4818 | 0 | -1.4818 | 0.35699 | 0.39004 | 0.35699 | 0.39004
348004-Faucet Aerator | 0 | 0 | 0 | 0 | 0 | 5.723 | 57.2305 | 0 | 0.55901 | 0 | 0.55901 | 0 | 0.59723 | 0 | 0.59723 | 2.8212 | 3.2223 | 2.8212 | 3.2223
348003-Pipe Wrap | 0 | 0 | 0 | 0 | 0 | 7.6313 | 83.9443 | 0 | 0.19569 | 0 | 0.19569 | 0 | 0.2884 | 0 | 0.2884 | 1.2871 | 1.4897 | 1.2871 | 1.4897
348002-Duct Test and Seal (Gas Only) | 0 | 0 | 0 | 0 | 0 | 11.193 | 201.474 | 0 | -1.7067 | 0 | -1.7067 | 0 | -1.4818 | 0 | -1.4818 | 0.35699 | 0.39004 | 0.35699 | 0.39004
348004-Faucet Aerator | 0 | 0 | 0 | 0 | 0 | 5.723 | 57.2305 | 0 | 0.55901 | 0 | 0.55901 | 0 | 0.59723 | 0 | 0.59723 | 2.8212 | 3.2223 | 2.8212 | 3.2223
348005-Low Flow Showerheads | 0 | 0 | 0 | 0 | 0 | 6.2846 | 62.846 | 0 | 0.040955 | 0 | 0.040955 | 0 | 0.10772 | 0 | 0.10772 | 1.0496 | 1.1421 | 1.0496 | 1.1421
348003-Pipe Wrap | 0 | 0 | 0 | 0 | 0 | 7.6313 | 83.9443 | 0 | 0.19569 | 0 | 0.19569 | 0 | 0.2884 | 0 | 0.2884 | 1.2871 | 1.4897 | 1.2871 | 1.4897
348002-Duct Test and Seal (Gas Only) | 0 | 0 | 0 | 0 | 0 | 11.193 | 201.474 | 0 | -1.7067 | 0 | -1.7067 | 0 | -1.4818 | 0 | -1.4818 | 0.35699 | 0.39004 | 0.35699 | 0.39004
348004-Faucet Aerator | 0 | 0 | 0 | 0 | 0 | 22.8922 | 228.922 | 0 | 0.55901 | 0 | 0.55901 | 0 | 0.59723 | 0 | 0.59723 | 2.8212 | 3.2223 | 2.8212 | 3.2223
348005-Low Flow Showerheads | 0 | 0 | 0 | 0 | 0 | 12.5692 | 125.692 | 0 | 0.040955 | 0 | 0.040955 | 0 | 0.10772 | 0 | 0.10772 | 1.0496 | 1.1421 | 1.0496 | 1.1421
348003-Pipe Wrap | 0 | 0 | 0 | 0 | 0 | 7.6313 | 83.9443 | 0 | 0.19569 | 0 | 0.19569 | 0 | 0.2884 | 0 | 0.2884 | 1.2871 | 1.4897 | 1.2871 | 1.4897
348004-Faucet Aerator | 0 | 0 | 0 | 0 | 0 | 5.723 | 57.2305 | 0 | 0.55901 | 0 | 0.55901 | 0 | 0.59723 | 0 | 0.59723 | 2.8212 | 3.2223 | 2.8212 | 3.2223
348002-Duct Test and Seal (Gas Only) | 0 | 0 | 0 | 0 | 0 | 11.193 | 201.474 | 0 | -1.7067 | 0 | -1.7067 | 0 | -1.4818 | 0 | -1.4818 | 0.35699 | 0.39004 | 0.35699 | 0.39004
348004-Faucet Aerator | 0 | 0 | 0 | 0 | 0 | 17.1691 | 171.6915 | 0 | 0.55901 | 0 | 0.55901 | 0 | 0.59723 | 0 | 0.59723 | 2.8212 | 3.2223 | 2.8212 | 3.2223
348005-Low Flow Showerheads | 0 | 0 | 0 | 0 | 0 | 12.5692 | 125.692 | 0 | 0.040955 | 0 | 0.040955 | 0 | 0.10772 | 0 | 0.10772 | 1.0496 | 1.1421 | 1.0496 | 1.1421
348003-Pipe Wrap | 0 | 0 | 0 | 0 | 0 | 7.6313 | 83.9443 | 0 | 0.19569 | 0 | 0.19569 | 0 | 0.2884 | 0 | 0.2884 | 1.2871 | 1.4897 | 1.2871 | 1.4897
348002-Duct Test and Seal (Gas Only) | 0 | 0 | 0 | 0 | 0 | 11.193 | 201.474 | 0 | -1.7067 | 0 | -1.7067 | 0 | -1.4818 | 0 | -1.4818 | 0.35699 | 0.39004 | 0.35699 | 0.39004
348004-Faucet Aerator | 0 | 0 | 0 | 0 | 0 | 11.4461 | 114.461 | 0 | 0.55901 | 0 | 0.55901 | 0 | 0.59723 | 0 | 0.59723 | 2.8212 | 3.2223 | 2.8212 | 3.2223
348005-Low Flow Showerheads | 0 | 0 | 0 | 0 | 0 | 6.2846 | 62.846 | 0 | 0.040955 | 0 | 0.040955 | 0 | 0.10772 | 0 | 0.10772 | 1.0496 | 1.1421 | 1.0496 | 1.1421
348003-Pipe Wrap | 0 | 0 | 0 | 0 | 0 | 7.6313 | 83.9443 | 0 | 0.19569 | 0 | 0.19569 | 0 | 0.2884 | 0 | 0.2884 | 1.2871 | 1.4897 | 1.2871 | 1.4897
348002-Duct Test and Seal (Gas Only) | 0 | 0 | 0 | 0 | 0 | 11.193 | 201.474 | 0 | -1.7067 | 0 | -1.7067 | 0 | -1.4818 | 0 | -1.4818 | 0.35699 | 0.39004 | 0.35699 | 0.39004
348004-Faucet Aerator | 0 | 0 | 0 | 0 | 0 | 17.1691 | 171.6915 | 0 | 0.55901 | 0 | 0.55901 | 0 | 0.59723 | 0 | 0.59723 | 2.8212 | 3.2223 | 2.8212 | 3.2223
348005-Low Flow Showerheads | 0 | 0 | 0 | 0 | 0 | 12.5692 | 125.692 | 0 | 0.040955 | 0 | 0.040955 | 0 | 0.10772 | 0 | 0.10772 | 1.0496 | 1.1421 | 1.0496 | 1.1421
348003-Pipe Wrap | 0 | 0 | 0 | 0 | 0 | 7.6313 | 83.9443 | 0 | 0.19569 | 0 | 0.19569 | 0 | 0.2884 | 0 | 0.2884 | 1.2871 | 1.4897 | 1.2871 | 1.4897
348004-Faucet Aerator | 0 | 0 | 0 | 0 | 0 | 17.1691 | 171.6915 | 0 | 0.55901 | 0 | 0.55901 | 0 | 0.59723 | 0 | 0.59723 | 2.8212 | 3.2223 | 2.8212 | 3.2223
348005-Low Flow Showerheads | 0 | 0 | 0 | 0 | 0 | 6.2846 | 62.846 | 0 | 0.040955 | 0 | 0.040955 | 0 | 0.10772 | 0 | 0.10772 | 1.0496 | 1.1421 | 1.0496 | 1.1421
348003-Pipe Wrap | 0 | 0 | 0 | 0 | 0 | 7.6313 | 83.9443 | 0 | 0.19569 | 0 | 0.19569 | 0 | 0.2884 | 0 | 0.2884 | 1.2871 | 1.4897 | 1.2871 | 1.4897
348002-Duct Test and Seal (Gas Only) | 0 | 0 | 0 | 0 | 0 | 11.193 | 201.474 | 0 | -1.7067 | 0 | -1.7067 | 0 | -1.4818 | 0 | -1.4818 | 0.35699 | 0.39004 | 0.35699 | 0.39004
348004-Faucet Aerator | 0 | 0 | 0 | 0 | 0 | 5.723 | 57.2305 | 0 | 0.55901 | 0 | 0.55901 | 0 | 0.59723 | 0 | 0.59723 | 2.8212 | 3.2223 | 2.8212 | 3.2223
348005-Low Flow Showerheads | 0 | 0 | 0 | 0 | 0 | 12.5692 | 125.692 | 0 | 0.040955 | 0 | 0.040955 | 0 | 0.10772 | 0 | 0.10772 | 1.0496 | 1.1421 | 1.0496 | 1.1421
348003-Pipe Wrap | 0 | 0 | 0 | 0 | 0 | 7.6313 | 83.9443 | 0 | 0.19569 | 0 | 0.19569 | 0 | 0.2884 | 0 | 0.2884 | 1.2871 | 1.4897 | 1.2871 | 1.4897
348002-Duct Test and Seal (Gas Only) | 0 | 0 | 0 | 0 | 0 | 11.193 | 201.474 | 0 | -1.7067 | 0 | -1.7067 | 0 | -1.4818 | 0 | -1.4818 | 0.35699 | 0.39004 | 0.35699 | 0.39004
348004-Faucet Aerator | 0 | 0 | 0 | 0 | 0 | 5.723 | 57.2305 | 0 | 0.55901 | 0 | 0.55901 | 0 | 0.59723 | 0 | 0.59723 | 2.8212 | 3.2223 | 2.8212 | 3.2223
348005-Low Flow Showerheads | 0 | 0 | 0 | 0 | 0 | 6.2846 | 62.846 | 0 | 0.040955 | 0 | 0.040955 | 0 | 0.10772 | 0 | 0.10772 | 1.0496 | 1.1421 | 1.0496 | 1.1421
348002-Duct Test and Seal (Gas Only) | 0 | 0 | 0 | 0 | 0 | 11.193 | 201.474 | 0 | -1.7067 | 0 | -1.7067 | 0 | -1.4818 | 0 | -1.4818 | 0.35699 | 0.39004 | 0.35699 | 0.39004
348004-Faucet Aerator | 0 | 0 | 0 | 0 | 0 | 11.4461 | 114.461 | 0 | 0.55901 | 0 | 0.55901 | 0 | 0.59723 | 0 | 0.59723 | 2.8212 | 3.2223 | 2.8212 | 3.2223
348005-Low Flow Showerheads | 0 | 0 | 0 | 0 | 0 | 6.2846 | 62.846 | 0 | 0.040955 | 0 | 0.040955 | 0 | 0.10772 | 0 | 0.10772 | 1.0496 | 1.1421 | 1.0496 | 1.1421
348003-Pipe Wrap | 0 | 0 | 0 | 0 | 0 | 7.6313 | 83.9443 | 0 | 0.19569 | 0 | 0.19569 | 0 | 0.2884 | 0 | 0.2884 | 1.2871 | 1.4897 | 1.2871 | 1.4897
348002-Duct Test and Seal (Gas Only) | 0 | 0 | 0 | 0 | 0 | 11.193 | 201.474 | 0 | -1.7067 | 0 | -1.7067 | 0 | -1.4818 | 0 | -1.4818 | 0.35699 | 0.39004 | 0.35699 | 0.39004
348004-Faucet Aerator | 0 | 0 | 0 | 0 | 0 | 17.1691 | 171.6915 | 0 | 0.55901 | 0 | 0.55901 | 0 | 0.59723 | 0 | 0.59723 | 2.8212 | 3.2223 | 2.8212 | 3.2223
348005-Low Flow Showerheads | 0 | 0 | 0 | 0 | 0 | 6.2846 | 62.846 | 0 | 0.040955 | 0 | 0.040955 | 0 | 0.10772 | 0 | 0.10772 | 1.0496 | 1.1421 | 1.0496 | 1.1421
348003-Pipe Wrap | 0 | 0 | 0 | 0 | 0 | 7.6313 | 83.9443 | 0 | 0.19569 | 0 | 0.19569 | 0 | 0.2884 | 0 | 0.2884 | 1.2871 | 1.4897 | 1.2871 | 1.4897
348004-Faucet Aerator | 0 | 0 | 0 | 0 | 0 | 11.4461 | 114.461 | 0 | 0.55901 | 0 | 0.55901 | 0 | 0.59723 | 0 | 0.59723 | 2.8212 | 3.2223 | 2.8212 | 3.2223
348005-Low Flow Showerheads | 0 | 0 | 0 | 0 | 0 | 12.5692 | 125.692 | 0 | 0.040955 | 0 | 0.040955 | 0 | 0.10772 | 0 | 0.10772 | 1.0496 | 1.1421 | 1.0496 | 1.1421
348003-Pipe Wrap | 0 | 0 | 0 | 0 | 0 | 7.6313 | 83.9443 | 0 | 0.19569 | 0 | 0.19569 | 0 | 0.2884 | 0 | 0.2884 | 1.2871 | 1.4897 | 1.2871 | 1.4897
348004-Faucet Aerator | 0 | 0 | 0 | 0 | 0 | 11.4461 | 114.461 | 0 | 0.55901 | 0 | 0.55901 | 0 | 0.59723 | 0 | 0.59723 | 2.8212 | 3.2223 | 2.8212 | 3.2223
348005-Low Flow Showerheads | 0 | 0 | 0 | 0 | 0 | 6.2846 | 62.846 | 0 | 0.040955 | 0 | 0.040955 | 0 | 0.10772 | 0 | 0.10772 | 1.0496 | 1.1421 | 1.0496 | 1.1421
348003-Pipe Wrap | 0 | 0 | 0 | 0 | 0 | 7.6313 | 83.9443 | 0 | 0.19569 | 0 | 0.19569 | 0 | 0.2884 | 0 | 0.2884 | 1.2871 | 1.4897 | 1.2871 | 1.4897
348004-Faucet Aerator | 0 | 0 | 0 | 0 | 0 | 11.4461 | 114.461 | 0 | 0.55901 | 0 | 0.55901 | 0 | 0.59723 | 0 | 0.59723 | 2.8212 | 3.2223 | 2.8212 | 3.2223
348005-Low Flow Showerheads | 0 | 0 | 0 | 0 | 0 | 6.2846 | 62.846 | 0 | 0.040955 | 0 | 0.040955 | 0 | 0.10772 | 0 | 0.10772 | 1.0496 | 1.1421 | 1.0496 | 1.1421
348003-Pipe Wrap | 0 | 0 | 0 | 0 | 0 | 7.6313 | 83.9443 | 0 | 0.19569 | 0 | 0.19569 | 0 | 0.2884 | 0 | 0.2884 | 1.2871 | 1.4897 | 1.2871 | 1.4897
348004-Faucet Aerator | 0 | 0 | 0 | 0 | 0 | 5.723 | 57.2305 | 0 | 0.55901 | 0 | 0.55901 | 0 | 0.59723 | 0 | 0.59723 | 2.8212 | 3.2223 | 2.8212 | 3.2223
348003-Pipe Wrap | 0 | 0 | 0 | 0 | 0 | 7.6313 | 83.9443 | 0 | 0.19569 | 0 | 0.19569 | 0 | 0.2884 | 0 | 0.2884 | 1.2871 | 1.4897 | 1.2871 | 1.4897
348002-Duct Test and Seal (Gas Only) | 0 | 0 | 0 | 0 | 0 | 11.193 | 201.474 | 0 | -1.7067 | 0 | -1.7067 | 0 | -1.4818 | 0 | -1.4818 | 0.35699 | 0.39004 | 0.35699 | 0.39004
348004-Faucet Aerator | 0 | 0 | 0 | 0 | 0 | 22.8922 | 228.922 | 0 | 0.55901 | 0 | 0.55901 | 0 | 0.59723 | 0 | 0.59723 | 2.8212 | 3.2223 | 2.8212 | 3.2223
348005-Low Flow Showerheads | 0 | 0 | 0 | 0 | 0 | 6.2846 | 62.846 | 0 | 0.040955 | 0 | 0.040955 | 0 | 0.10772 | 0 | 0.10772 | 1.0496 | 1.1421 | 1.0496 | 1.1421
348003-Pipe Wrap | 0 | 0 | 0 | 0 | 0 | 7.6313 | 83.9443 | 0 | 0.19569 | 0 | 0.19569 | 0 | 0.2884 | 0 | 0.2884 | 1.2871 | 1.4897 | 1.2871 | 1.4897
348002-Duct Test and Seal (Gas Only) | 0 | 0 | 0 | 0 | 0 | 11.193 | 201.474 | 0 | -1.7067 | 0 | -1.7067 | 0 | -1.4818 | 0 | -1.4818 | 0.35699 | 0.39004 | 0.35699 | 0.39004
348004-Faucet Aerator | 0 | 0 | 0 | 0 | 0 | 17.1691 | 171.6915 | 0 | 0.55901 | 0 | 0.55901 | 0 | 0.59723 | 0 | 0.59723 | 2.8212 | 3.2223 | 2.8212 | 3.2223
348005-Low Flow Showerheads | 0 | 0 | 0 | 0 | 0 | 12.5692 | 125.692 | 0 | 0.040955 | 0 | 0.040955 | 0 | 0.10772 | 0 | 0.10772 | 1.0496 | 1.1421 | 1.0496 | 1.1421
348002-Duct Test and Seal (Gas Only) | 0 | 0 | 0 | 0 | 0 | 11.193 | 201.474 | 0 | -1.7067 | 0 | -1.7067 | 0 | -1.4818 | 0 | -1.4818 | 0.35699 | 0.39004 | 0.35699 | 0.39004
348004-Faucet Aerator | 0 | 0 | 0 | 0 | 0 | 5.723 | 57.2305 | 0 | 0.55901 | 0 | 0.55901 | 0 | 0.59723 | 0 | 0.59723 | 2.8212 | 3.2223 | 2.8212 | 3.2223
348003-Pipe Wrap | 0 | 0 | 0 | 0 | 0 | 7.6313 | 83.9443 | 0 | 0.19569 | 0 | 0.19569 | 0 | 0.2884 | 0 | 0.2884 | 1.2871 | 1.4897 | 1.2871 | 1.4897
348004-Faucet Aerator | 0 | 0 | 0 | 0 | 0 | 11.4461 | 114.461 | 0 | 0.55901 | 0 | 0.55901 | 0 | 0.59723 | 0 | 0.59723 | 2.8212 | 3.2223 | 2.8212 | 3.2223
348003-Pipe Wrap | 0 | 0 | 0 | 0 | 0 | 7.6313 | 83.9443 | 0 | 0.19569 | 0 | 0.19569 | 0 | 0.2884 | 0 | 0.2884 | 1.2871 | 1.4897 | 1.2871 | 1.4897
348002-Duct Test and Seal (Gas Only) | 0 | 0 | 0 | 0 | 0 | 11.193 | 201.474 | 0 | -1.7067 | 0 | -1.7067 | 0 | -1.4818 | 0 | -1.4818 | 0.35699 | 0.39004 | 0.35699 | 0.39004
348004-Faucet Aerator | 0 | 0 | 0 | 0 | 0 | 17.1691 | 171.6915 | 0 | 0.55901 | 0 | 0.55901 | 0 | 0.59723 | 0 | 0.59723 | 2.8212 | 3.2223 | 2.8212 | 3.2223
348005-Low Flow Showerheads | 0 | 0 | 0 | 0 | 0 | 12.5692 | 125.692 | 0 | 0.040955 | 0 | 0.040955 | 0 | 0.10772 | 0 | 0.10772 | 1.0496 | 1.1421 | 1.0496 | 1.1421
348003-Pipe Wrap | 0 | 0 | 0 | 0 | 0 | 7.6313 | 83.9443 | 0 | 0.19569 | 0 | 0.19569 | 0 | 0.2884 | 0 | 0.2884 | 1.2871 | 1.4897 | 1.2871 | 1.4897
348004-Faucet Aerator | 0 | 0 | 0 | 0 | 0 | 5.723 | 57.2305 | 0 | 0.55901 | 0 | 0.55901 | 0 | 0.59723 | 0 | 0.59723 | 2.8212 | 3.2223 | 2.8212 | 3.2223
348002-Duct Test and Seal (Gas Only) | 0 | 0 | 0 | 0 | 0 | 11.193 | 201.474 | 0 | -1.7067 | 0 | -1.7067 | 0 | -1.4818 | 0 | -1.4818 | 0.35699 | 0.39004 | 0.35699 | 0.39004
348004-Faucet Aerator | 0 | 0 | 0 | 0 | 0 | 17.1691 | 171.6915 | 0 | 0.55901 | 0 | 0.55901 | 0 | 0.59723 | 0 | 0.59723 | 2.8212 | 3.2223 | 2.8212 | 3.2223
348005-Low Flow Showerheads | 0 | 0 | 0 | 0 | 0 | 6.2846 | 62.846 | 0 | 0.040955 | 0 | 0.040955 | 0 | 0.10772 | 0 | 0.10772 | 1.0496 | 1.1421 | 1.0496 | 1.1421
348003-Pipe Wrap | 0 | 0 | 0 | 0 | 0 | 7.6313 | 83.9443 | 0 | 0.19569 | 0 | 0.19569 | 0 | 0.2884 | 0 | 0.2884 | 1.2871 | 1.4897 | 1.2871 | 1.4897
348002-Duct Test and Seal (Gas Only) | 0 | 0 | 0 | 0 | 0 | 11.193 | 201.474 | 0 | -1.7067 | 0 | -1.7067 | 0 | -1.4818 | 0 | -1.4818 | 0.35699 | 0.39004 | 0.35699 | 0.39004
348004-Faucet Aerator | 0 | 0 | 0 | 0 | 0 | 11.4461 | 114.461 | 0 | 0.55901 | 0 | 0.55901 | 0 | 0.59723 | 0 | 0.59723 | 2.8212 | 3.2223 | 2.8212 | 3.2223
348005-Low Flow Showerheads | 0 | 0 | 0 | 0 | 0 | 12.5692 | 125.692 | 0 | 0.040955 | 0 | 0.040955 | 0 | 0.10772 | 0 | 0.10772 | 1.0496 | 1.1421 | 1.0496 | 1.1421
348003-Pipe Wrap | 0 | 0 | 0 | 0 | 0 | 7.6313 | 83.9443 | 0 | 0.19569 | 0 | 0.19569 | 0 | 0.2884 | 0 | 0.2884 | 1.2871 | 1.4897 | 1.2871 | 1.4897
348002-Duct Test and Seal (Gas Only) | 0 | 0 | 0 | 0 | 0 | 11.193 | 201.474 | 0 | -1.7067 | 0 | -1.7067 | 0 | -1.4818 | 0 | -1.4818 | 0.35699 | 0.39004 | 0.35699 | 0.39004
348004-Faucet Aerator | 0 | 0 | 0 | 0 | 0 | 11.4461 | 114.461 | 0 | 0.55901 | 0 | 0.55901 | 0 | 0.59723 | 0 | 0.59723 | 2.8212 | 3.2223 | 2.8212 | 3.2223
348005-Low Flow Showerheads | 0 | 0 | 0 | 0 | 0 | 6.2846 | 62.846 | 0 | 0.040955 | 0 | 0.040955 | 0 | 0.10772 | 0 | 0.10772 | 1.0496 | 1.1421 | 1.0496 | 1.1421
348004-Faucet Aerator | 0 | 0 | 0 | 0 | 0 | 17.1691 | 171.6915 | 0 | 0.55901 | 0 | 0.55901 | 0 | 0.59723 | 0 | 0.59723 | 2.8212 | 3.2223 | 2.8212 | 3.2223
348005-Low Flow Showerheads | 0 | 0 | 0 | 0 | 0 | 6.2846 | 62.846 | 0 | 0.040955 | 0 | 0.040955 | 0 | 0.10772 | 0 | 0.10772 | 1.0496 | 1.1421 | 1.0496 | 1.1421
348003-Pipe Wrap | 0 | 0 | 0 | 0 | 0 | 7.6313 | 83.9443 | 0 | 0.19569 | 0 | 0.19569 | 0 | 0.2884 | 0 | 0.2884 | 1.2871 | 1.4897 | 1.2871 | 1.4897
348002-Duct Test and Seal (Gas Only) | 0 | 0 | 0 | 0 | 0 | 11.193 | 201.474 | 0 | -1.7067 | 0 | -1.7067 | 0 | -1.4818 | 0 | -1.4818 | 0.35699 | 0.39004 | 0.35699 | 0.39004
348004-Faucet Aerator | 0 | 0 | 0 | 0 | 0 | 5.723 | 57.2305 | 0 | 0.55901 | 0 | 0.55901 | 0 | 0.59723 | 0 | 0.59723 | 2.8212 | 3.2223 | 2.8212 | 3.2223
348005-Low Flow Showerheads | 0 | 0 | 0 | 0 | 0 | 6.2846 | 62.846 | 0 | 0.040955 | 0 | 0.040955 | 0 | 0.10772 | 0 | 0.10772 | 1.0496 | 1.1421 | 1.0496 | 1.1421
348003-Pipe Wrap | 0 | 0 | 0 | 0 | 0 | 7.6313 | 83.9443 | 0 | 0.19569 | 0 | 0.19569 | 0 | 0.2884 | 0 | 0.2884 | 1.2871 | 1.4897 | 1.2871 | 1.4897
348002-Duct Test and Seal (Gas Only) | 0 | 0 | 0 | 0 | 0 | 11.193 | 201.474 | 0 | -1.7067 | 0 | -1.7067 | 0 | -1.4818 | 0 | -1.4818 | 0.35699 | 0.39004 | 0.35699 | 0.39004
348004-Faucet Aerator | 0 | 0 | 0 | 0 | 0 | 17.1691 | 171.6915 | 0 | 0.55901 | 0 | 0.55901 | 0 | 0.59723 | 0 | 0.59723 | 2.8212 | 3.2223 | 2.8212 | 3.2223
348005-Low Flow Showerheads | 0 | 0 | 0 | 0 | 0 | 12.5692 | 125.692 | 0 | 0.040955 | 0 | 0.040955 | 0 | 0.10772 | 0 | 0.10772 | 1.0496 | 1.1421 | 1.0496 | 1.1421
348003-Pipe Wrap | 0 | 0 | 0 | 0 | 0 | 7.6313 | 83.9443 | 0 | 0.19569 | 0 | 0.19569 | 0 | 0.2884 | 0 | 0.2884 | 1.2871 | 1.4897 | 1.2871 | 1.4897
348002-Duct Test and Seal (Gas Only) | 0 | 0 | 0 | 0 | 0 | 11.193 | 201.474 | 0 | -1.7067 | 0 | -1.7067 | 0 | -1.4818 | 0 | -1.4818 | 0.35699 | 0.39004 | 0.35699 | 0.39004
348004-Faucet Aerator | 0 | 0 | 0 | 0 | 0 | 11.4461 | 114.461 | 0 | 0.55901 | 0 | 0.55901 | 0 | 0.59723 | 0 | 0.59723 | 2.8212 | 3.2223 | 2.8212 | 3.2223
348005-Low Flow Showerheads | 0 | 0 | 0 | 0 | 0 | 6.2846 | 62.846 | 0 | 0.040955 | 0 | 0.040955 | 0 | 0.10772 | 0 | 0.10772 | 1.0496 | 1.1421 | 1.0496 | 1.1421
348003-Pipe Wrap | 0 | 0 | 0 | 0 | 0 | 7.6313 | 83.9443 | 0 | 0.19569 | 0 | 0.19569 | 0 | 0.2884 | 0 | 0.2884 | 1.2871 | 1.4897 | 1.2871 | 1.4897
348003-Pipe Wrap | 0 | 0 | 0 | 0 | 0 | 7.6313 | 83.9443 | 0 | 0.19569 | 0 | 0.19569 | 0 | 0.2884 | 0 | 0.2884 | 1.2871 | 1.4897 | 1.2871 | 1.4897
348002-Duct Test and Seal (Gas Only) | 0 | 0 | 0 | 0 | 0 | 11.193 | 201.474 | 0 | -1.7067 | 0 | -1.7067 | 0 | -1.4818 | 0 | -1.4818 | 0.35699 | 0.39004 | 0.35699 | 0.39004
348004-Faucet Aerator | 0 | 0 | 0 | 0 | 0 | 5.723 | 57.2305 | 0 | 0.55901 | 0 | 0.55901 | 0 | 0.59723 | 0 | 0.59723 | 2.8212 | 3.2223 | 2.8212 | 3.2223
348003-Pipe Wrap | 0 | 0 | 0 | 0 | 0 | 7.6313 | 83.9443 | 0 | 0.19569 | 0 | 0.19569 | 0 | 0.2884 | 0 | 0.2884 | 1.2871 | 1.4897 | 1.2871 | 1.4897
348002-Duct Test and Seal (Gas Only) | 0 | 0 | 0 | 0 | 0 | 11.193 | 201.474 | 0 | -1.7067 | 0 | -1.7067 | 0 | -1.4818 | 0 | -1.4818 | 0.35699 | 0.39004 | 0.35699 | 0.39004
348004-Faucet Aerator | 0 | 0 | 0 | 0 | 0 | 17.1691 | 171.6915 | 0 | 0.55901 | 0 | 0.55901 | 0 | 0.59723 | 0 | 0.59723 | 2.8212 | 3.2223 | 2.8212 | 3.2223
348005-Low Flow Showerheads | 0 | 0 | 0 | 0 | 0 | 6.2846 | 62.846 | 0 | 0.040955 | 0 | 0.040955 | 0 | 0.10772 | 0 | 0.10772 | 1.0496 | 1.1421 | 1.0496 | 1.1421
348003-Pipe Wrap | 0 | 0 | 0 | 0 | 0 | 7.6313 | 83.9443 | 0 | 0.19569 | 0 | 0.19569 | 0 | 0.2884 | 0 | 0.2884 | 1.2871 | 1.4897 | 1.2871 | 1.4897
348002-Duct Test and Seal (Gas Only) | 0 | 0 | 0 | 0 | 0 | 11.193 | 201.474 | 0 | -1.7067 | 0 | -1.7067 | 0 | -1.4818 | 0 | -1.4818 | 0.35699 | 0.39004 | 0.35699 | 0.39004
348004-Faucet Aerator | 0 | 0 | 0 | 0 | 0 | 5.723 | 57.2305 | 0 | 0.55901 | 0 | 0.55901 | 0 | 0.59723 | 0 | 0.59723 | 2.8212 | 3.2223 | 2.8212 | 3.2223
348005-Low Flow Showerheads | 0 | 0 | 0 | 0 | 0 | 6.2846 | 62.846 | 0 | 0.040955 | 0 | 0.040955 | 0 | 0.10772 | 0 | 0.10772 | 1.0496 | 1.1421 | 1.0496 | 1.1421
348003-Pipe Wrap | 0 | 0 | 0 | 0 | 0 | 7.6313 | 83.9443 | 0 | 0.19569 | 0 | 0.19569 | 0 | 0.2884 | 0 | 0.2884 | 1.2871 | 1.4897 | 1.2871 | 1.4897
348004-Faucet Aerator | 0 | 0 | 0 | 0 | 0 | 17.1691 | 171.6915 | 0 | 0.55901 | 0 | 0.55901 | 0 | 0.59723 | 0 | 0.59723 | 2.8212 | 3.2223 | 2.8212 | 3.2223
348005-Low Flow Showerheads | 0 | 0 | 0 | 0 | 0 | 6.2846 | 62.846 | 0 | 0.040955 | 0 | 0.040955 | 0 | 0.10772 | 0 | 0.10772 | 1.0496 | 1.1421 | 1.0496 | 1.1421
348003-Pipe Wrap | 0 | 0 | 0 | 0 | 0 | 7.6313 | 83.9443 | 0 | 0.19569 | 0 | 0.19569 | 0 | 0.2884 | 0 | 0.2884 | 1.2871 | 1.4897 | 1.2871 | 1.4897
348002-Duct Test and Seal (Gas Only) | 0 | 0 | 0 | 0 | 0 | 11.193 | 201.474 | 0 | -1.7067 | 0 | -1.7067 | 0 | -1.4818 | 0 | -1.4818 | 0.35699 | 0.39004 | 0.35699 | 0.39004
348004-Faucet Aerator | 0 | 0 | 0 | 0 | 0 | 17.1691 | 171.6915 | 0 | 0.55901 | 0 | 0.55901 | 0 | 0.59723 | 0 | 0.59723 | 2.8212 | 3.2223 | 2.8212 | 3.2223
348005-Low Flow Showerheads | 0 | 0 | 0 | 0 | 0 | 12.5692 | 125.692 | 0 | 0.040955 | 0 | 0.040955 | 0 | 0.10772 | 0 | 0.10772 | 1.0496 | 1.1421 | 1.0496 | 1.1421
348003-Pipe Wrap | 0 | 0 | 0 | 0 | 0 | 7.6313 | 83.9443 | 0 | 0.19569 | 0 | 0.19569 | 0 | 0.2884 | 0 | 0.2884 | 1.2871 | 1.4897 | 1.2871 | 1.4897
348002-Duct Test and Seal (Gas Only) | 0 | 0 | 0 | 0 | 0 | 11.193 | 201.474 | 0 | -1.7067 | 0 | -1.7067 | 0 | -1.4818 | 0 | -1.4818 | 0.35699 | 0.39004 | 0.35699 | 0.39004
348004-Faucet Aerator | 0 | 0 | 0 | 0 | 0 | 5.723 | 57.2305 | 0 | 0.55901 | 0 | 0.55901 | 0 | 0.59723 | 0 | 0.59723 | 2.8212 | 3.2223 | 2.8212 | 3.2223
348005-Low Flow Showerheads | 0 | 0 | 0 | 0 | 0 | 6.2846 | 62.846 | 0 | 0.040955 | 0 | 0.040955 | 0 | 0.10772 | 0 | 0.10772 | 1.0496 | 1.1421 | 1.0496 | 1.1421
348004-Faucet Aerator | 0 | 0 | 0 | 0 | 0 | 11.4461 | 114.461 | 0 | 0.55901 | 0 | 0.55901 | 0 | 0.59723 | 0 | 0.59723 | 2.8212 | 3.2223 | 2.8212 | 3.2223
348005-Low Flow Showerheads | 0 | 0 | 0 | 0 | 0 | 12.5692 | 125.692 | 0 | 0.040955 | 0 | 0.040955 | 0 | 0.10772 | 0 | 0.10772 | 1.0496 | 1.1421 | 1.0496 | 1.1421
348002-Duct Test and Seal (Gas Only) | 0 | 0 | 0 | 0 | 0 | 11.193 | 201.474 | 0 | -1.7067 | 0 | -1.7067 | 0 | -1.4818 | 0 | -1.4818 | 0.35699 | 0.39004 | 0.35699 | 0.39004
348004-Faucet Aerator | 0 | 0 | 0 | 0 | 0 | 22.8922 | 228.922 | 0 | 0.55901 | 0 | 0.55901 | 0 | 0.59723 | 0 | 0.59723 | 2.8212 | 3.2223 | 2.8212 | 3.2223
348005-Low Flow Showerheads | 0 | 0 | 0 | 0 | 0 | 6.2846 | 62.846 | 0 | 0.040955 | 0 | 0.040955 | 0 | 0.10772 | 0 | 0.10772 | 1.0496 | 1.1421 | 1.0496 | 1.1421
348003-Pipe Wrap | 0 | 0 | 0 | 0 | 0 | 7.6313 | 83.9443 | 0 | 0.19569 | 0 | 0.19569 | 0 | 0.2884 | 0 | 0.2884 | 1.2871 | 1.4897 | 1.2871 | 1.4897
348002-Duct Test and Seal (Gas Only) | 0 | 0 | 0 | 0 | 0 | 11.193 | 201.474 | 0 | -1.7067 | 0 | -1.7067 | 0 | -1.4818 | 0 | -1.4818 | 0.35699 | 0.39004 | 0.35699 | 0.39004
348004-Faucet Aerator | 0 | 0 | 0 | 0 | 0 | 11.4461 | 114.461 | 0 | 0.55901 | 0 | 0.55901 | 0 | 0.59723 | 0 | 0.59723 | 2.8212 | 3.2223 | 2.8212 | 3.2223
348005-Low Flow Showerheads | 0 | 0 | 0 | 0 | 0 | 12.5692 | 125.692 | 0 | 0.040955 | 0 | 0.040955 | 0 | 0.10772 | 0 | 0.10772 | 1.0496 | 1.1421 | 1.0496 | 1.1421
348002-Duct Test and Seal (Gas Only) | 0 | 0 | 0 | 0 | 0 | 11.193 | 201.474 | 0 | -1.7067 | 0 | -1.7067 | 0 | -1.4818 | 0 | -1.4818 | 0.35699 | 0.39004 | 0.35699 | 0.39004
348004-Faucet Aerator | 0 | 0 | 0 | 0 | 0 | 11.4461 | 114.461 | 0 | 0.55901 | 0 | 0.55901 | 0 | 0.59723 | 0 | 0.59723 | 2.8212 | 3.2223 | 2.8212 | 3.2223
348002-Duct Test and Seal (Gas Only) | 0 | 0 | 0 | 0 | 0 | 11.193 | 201.474 | 0 | -1.7067 | 0 | -1.7067 | 0 | -1.4818 | 0 | -1.4818 | 0.35699 | 0.39004 | 0.35699 | 0.39004
348004-Faucet Aerator | 0 | 0 | 0 | 0 | 0 | 11.4461 | 114.461 | 0 | 0.55901 | 0 | 0.55901 | 0 | 0.59723 | 0 | 0.59723 | 2.8212 | 3.2223 | 2.8212 | 3.2223
348005-Low Flow Showerheads | 0 | 0 | 0 | 0 | 0 | 6.2846 | 62.846 | 0 | 0.040955 | 0 | 0.040955 | 0 | 0.10772 | 0 | 0.10772 | 1.0496 | 1.1421 | 1.0496 | 1.1421
348003-Pipe Wrap | 0 | 0 | 0 | 0 | 0 | 7.6313 | 83.9443 | 0 | 0.19569 | 0 | 0.19569 | 0 | 0.2884 | 0 | 0.2884 | 1.2871 | 1.4897 | 1.2871 | 1.4897
348002-Duct Test and Seal (Gas Only) | 0 | 0 | 0 | 0 | 0 | 11.193 | 201.474 | 0 | -1.7067 | 0 | -1.7067 | 0 | -1.4818 | 0 | -1.4818 | 0.35699 | 0.39004 | 0.35699 | 0.39004
348004-Faucet Aerator | 0 | 0 | 0 | 0 | 0 | 22.8922 | 228.922 | 0 | 0.55901 | 0 | 0.55901 | 0 | 0.59723 | 0 | 0.59723 | 2.8212 | 3.2223 | 2.8212 | 3.2223
348005-Low Flow Showerheads | 0 | 0 | 0 | 0 | 0 | 12.5692 | 125.692 | 0 | 0.040955 | 0 | 0.040955 | 0 | 0.10772 | 0 | 0.10772 | 1.0496 | 1.1421 | 1.0496 | 1.1421
348003-Pipe Wrap | 0 | 0 | 0 | 0 | 0 | 7.6313 | 83.9443 | 0 | 0.19569 | 0 | 0.19569 | 0 | 0.2884 | 0 | 0.2884 | 1.2871 | 1.4897 | 1.2871 | 1.4897
348002-Duct Test and Seal (Gas Only) | 0 | 0 | 0 | 0 | 0 | 11.193 | 201.474 | 0 | -1.7067 | 0 | -1.7067 | 0 | -1.4818 | 0 | -1.4818 | 0.35699 | 0.39004 | 0.35699 | 0.39004
348004-Faucet Aerator | 0 | 0 | 0 | 0 | 0 | 17.1691 | 171.6915 | 0 | 0.55901 | 0 | 0.55901 | 0 | 0.59723 | 0 | 0.59723 | 2.8212 | 3.2223 | 2.8212 | 3.2223
348005-Low Flow Showerheads | 0 | 0 | 0 | 0 | 0 | 6.2846 | 62.846 | 0 | 0.040955 | 0 | 0.040955 | 0 | 0.10772 | 0 | 0.10772 | 1.0496 | 1.1421 | 1.0496 | 1.1421
348003-Pipe Wrap | 0 | 0 | 0 | 0 | 0 | 7.6313 | 83.9443 | 0 | 0.19569 | 0 | 0.19569 | 0 | 0.2884 | 0 | 0.2884 | 1.2871 | 1.4897 | 1.2871 | 1.4897
348002-Duct Test and Seal (Gas Only) | 0 | 0 | 0 | 0 | 0 | 11.193 | 201.474 | 0 | -1.7067 | 0 | -1.7067 | 0 | -1.4818 | 0 | -1.4818 | 0.35699 | 0.39004 | 0.35699 | 0.39004
348004-Faucet Aerator | 0 | 0 | 0 | 0 | 0 | 22.8922 | 228.922 | 0 | 0.55901 | 0 | 0.55901 | 0 | 0.59723 | 0 | 0.59723 | 2.8212 | 3.2223 | 2.8212 | 3.2223
348005-Low Flow Showerheads | 0 | 0 | 0 | 0 | 0 | 12.5692 | 125.692 | 0 | 0.040955 | 0 | 0.040955 | 0 | 0.10772 | 0 | 0.10772 | 1.0496 | 1.1421 | 1.0496 | 1.1421
348004-Faucet Aerator | 0 | 0 | 0 | 0 | 0 | 11.4461 | 114.461 | 0 | 0.55901 | 0 | 0.55901 | 0 | 0.59723 | 0 | 0.59723 | 2.8212 | 3.2223 | 2.8212 | 3.2223
348005-Low Flow Showerheads | 0 | 0 | 0 | 0 | 0 | 12.5692 | 125.692 | 0 | 0.040955 | 0 | 0.040955 | 0 | 0.10772 | 0 | 0.10772 | 1.0496 | 1.1421 | 1.0496 | 1.1421
348002-Duct Test and Seal (Gas Only) | 0 | 0 | 0 | 0 | 0 | 11.193 | 201.474 | 0 | -1.7067 | 0 | -1.7067 | 0 | -1.4818 | 0 | -1.4818 | 0.35699 | 0.39004 | 0.35699 | 0.39004
348004-Faucet Aerator | 0 | 0 | 0 | 0 | 0 | 22.8922 | 228.922 | 0 | 0.55901 | 0 | 0.55901 | 0 | 0.59723 | 0 | 0.59723 | 2.8212 | 3.2223 | 2.8212 | 3.2223
348005-Low Flow Showerheads | 0 | 0 | 0 | 0 | 0 | 12.5692 | 125.692 | 0 | 0.040955 | 0 | 0.040955 | 0 | 0.10772 | 0 | 0.10772 | 1.0496 | 1.1421 | 1.0496 | 1.1421
348003-Pipe Wrap | 0 | 0 | 0 | 0 | 0 | 7.6313 | 83.9443 | 0 | 0.19569 | 0 | 0.19569 | 0 | 0.2884 | 0 | 0.2884 | 1.2871 | 1.4897 | 1.2871 | 1.4897
348002-Duct Test and Seal (Gas Only) | 0 | 0 | 0 | 0 | 0 | 11.193 | 201.474 | 0 | -1.7067 | 0 | -1.7067 | 0 | -1.4818 | 0 | -1.4818 | 0.35699 | 0.39004 | 0.35699 | 0.39004
348004-Faucet Aerator | 0 | 0 | 0 | 0 | 0 | 17.1691 | 171.6915 | 0 | 0.55901 | 0 | 0.55901 | 0 | 0.59723 | 0 | 0.59723 | 2.8212 | 3.2223 | 2.8212 | 3.2223
348005-Low Flow Showerheads | 0 | 0 | 0 | 0 | 0 | 12.5692 | 125.692 | 0 | 0.040955 | 0 | 0.040955 | 0 | 0.10772 | 0 | 0.10772 | 1.0496 | 1.1421 | 1.0496 | 1.1421
348002-Duct Test and Seal (Gas Only) | 0 | 0 | 0 | 0 | 0 | 11.193 | 201.474 | 0 | -1.7067 | 0 | -1.7067 | 0 | -1.4818 | 0 | -1.4818 | 0.35699 | 0.39004 | 0.35699 | 0.39004
348004-Faucet Aerator | 0 | 0 | 0 | 0 | 0 | 11.4461 | 114.461 | 0 | 0.55901 | 0 | 0.55901 | 0 | 0.59723 | 0 | 0.59723 | 2.8212 | 3.2223 | 2.8212 | 3.2223
348003-Pipe Wrap | 0 | 0 | 0 | 0 | 0 | 7.6313 | 83.9443 | 0 | 0.19569 | 0 | 0.19569 | 0 | 0.2884 | 0 | 0.2884 | 1.2871 | 1.4897 | 1.2871 | 1.4897
348002-Duct Test and Seal (Gas Only) | 0 | 0 | 0 | 0 | 0 | 11.193 | 201.474 | 0 | -1.7067 | 0 | -1.7067 | 0 | -1.4818 | 0 | -1.4818 | 0.35699 | 0.39004 | 0.35699 | 0.39004
348002-Duct Test and Seal (Gas Only) | 0 | 0 | 0 | 0 | 0 | 11.193 | 201.474 | 0 | -1.7067 | 0 | -1.7067 | 0 | -1.4818 | 0 | -1.4818 | 0.35699 | 0.39004 | 0.35699 | 0.39004
348004-Faucet Aerator | 0 | 0 | 0 | 0 | 0 | 17.1691 | 171.6915 | 0 | 0.55901 | 0 | 0.55901 | 0 | 0.59723 | 0 | 0.59723 | 2.8212 | 3.2223 | 2.8212 | 3.2223
348005-Low Flow Showerheads | 0 | 0 | 0 | 0 | 0 | 6.2846 | 62.846 | 0 | 0.040955 | 0 | 0.040955 | 0 | 0.10772 | 0 | 0.10772 | 1.0496 | 1.1421 | 1.0496 | 1.1421
348003-Pipe Wrap | 0 | 0 | 0 | 0 | 0 | 7.6313 | 83.9443 | 0 | 0.19569 | 0 | 0.19569 | 0 | 0.2884 | 0 | 0.2884 | 1.2871 | 1.4897 | 1.2871 | 1.4897
348002-Duct Test and Seal (Gas Only) | 0 | 0 | 0 | 0 | 0 | 11.193 | 201.474 | 0 | -1.7067 | 0 | -1.7067 | 0 | -1.4818 | 0 | -1.4818 | 0.35699 | 0.39004 | 0.35699 | 0.39004
348004-Faucet Aerator | 0 | 0 | 0 | 0 | 0 | 11.4461 | 114.461 | 0 | 0.55901 | 0 | 0.55901 | 0 | 0.59723 | 0 | 0.59723 | 2.8212 | 3.2223 | 2.8212 | 3.2223
348005-Low Flow Showerheads | 0 | 0 | 0 | 0 | 0 | 12.5692 | 125.692 | 0 | 0.040955 | 0 | 0.040955 | 0 | 0.10772 | 0 | 0.10772 | 1.0496 | 1.1421 | 1.0496 | 1.1421
348002-Duct Test and Seal (Gas Only) | 0 | 0 | 0 | 0 | 0 | 11.193 | 201.474 | 0 | -1.7067 | 0 | -1.7067 | 0 | -1.4818 | 0 | -1.4818 | 0.35699 | 0.39004 | 0.35699 | 0.39004
348004-Faucet Aerator | 0 | 0 | 0 | 0 | 0 | 11.4461 | 114.461 | 0 | 0.55901 | 0 | 0.55901 | 0 | 0.59723 | 0 | 0.59723 | 2.8212 | 3.2223 | 2.8212 | 3.2223
348005-Low Flow Showerheads | 0 | 0 | 0 | 0 | 0 | 12.5692 | 125.692 | 0 | 0.040955 | 0 | 0.040955 | 0 | 0.10772 | 0 | 0.10772 | 1.0496 | 1.1421 | 1.0496 | 1.1421
348003-Pipe Wrap | 0 | 0 | 0 | 0 | 0 | 7.6313 | 83.9443 | 0 | 0.19569 | 0 | 0.19569 | 0 | 0.2884 | 0 | 0.2884 | 1.2871 | 1.4897 | 1.2871 | 1.4897
348004-Faucet Aerator | 0 | 0 | 0 | 0 | 0 | 11.4461 | 114.461 | 0 | 0.55901 | 0 | 0.55901 | 0 | 0.59723 | 0 | 0.59723 | 2.8212 | 3.2223 | 2.8212 | 3.2223
348003-Pipe Wrap | 0 | 0 | 0 | 0 | 0 | 7.6313 | 83.9443 | 0 | 0.19569 | 0 | 0.19569 | 0 | 0.2884 | 0 | 0.2884 | 1.2871 | 1.4897 | 1.2871 | 1.4897
348002-Duct Test and Seal (Gas Only) | 0 | 0 | 0 | 0 | 0 | 11.193 | 201.474 | 0 | -1.7067 | 0 | -1.7067 | 0 | -1.4818 | 0 | -1.4818 | 0.35699 | 0.39004 | 0.35699 | 0.39004
348004-Faucet Aerator | 0 | 0 | 0 | 0 | 0 | 5.723 | 57.2305 | 0 | 0.55901 | 0 | 0.55901 | 0 | 0.59723 | 0 | 0.59723 | 2.8212 | 3.2223 | 2.8212 | 3.2223
348005-Low Flow Showerheads | 0 | 0 | 0 | 0 | 0 | 6.2846 | 62.846 | 0 | 0.040955 | 0 | 0.040955 | 0 | 0.10772 | 0 | 0.10772 | 1.0496 | 1.1421 | 1.0496 | 1.1421
348003-Pipe Wrap | 0 | 0 | 0 | 0 | 0 | 7.6313 | 83.9443 | 0 | 0.19569 | 0 | 0.19569 | 0 | 0.2884 | 0 | 0.2884 | 1.2871 | 1.4897 | 1.2871 | 1.4897
348002-Duct Test and Seal (Gas Only) | 0 | 0 | 0 | 0 | 0 | 11.193 | 201.474 | 0 | -1.7067 | 0 | -1.7067 | 0 | -1.4818 | 0 | -1.4818 | 0.35699 | 0.39004 | 0.35699 | 0.39004
348004-Faucet Aerator | 0 | 0 | 0 | 0 | 0 | 11.4461 | 114.461 | 0 | 0.55901 | 0 | 0.55901 | 0 | 0.59723 | 0 | 0.59723 | 2.8212 | 3.2223 | 2.8212 | 3.2223
348005-Low Flow Showerheads | 0 | 0 | 0 | 0 | 0 | 6.2846 | 62.846 | 0 | 0.040955 | 0 | 0.040955 | 0 | 0.10772 | 0 | 0.10772 | 1.0496 | 1.1421 | 1.0496 | 1.1421
348003-Pipe Wrap | 0 | 0 | 0 | 0 | 0 | 7.6313 | 83.9443 | 0 | 0.19569 | 0 | 0.19569 | 0 | 0.2884 | 0 | 0.2884 | 1.2871 | 1.4897 | 1.2871 | 1.4897
348004-Faucet Aerator | 0 | 0 | 0 | 0 | 0 | 11.4461 | 114.461 | 0 | 0.55901 | 0 | 0.55901 | 0 | 0.59723 | 0 | 0.59723 | 2.8212 | 3.2223 | 2.8212 | 3.2223
348005-Low Flow Showerheads | 0 | 0 | 0 | 0 | 0 | 6.2846 | 62.846 | 0 | 0.040955 | 0 | 0.040955 | 0 | 0.10772 | 0 | 0.10772 | 1.0496 | 1.1421 | 1.0496 | 1.1421
348003-Pipe Wrap | 0 | 0 | 0 | 0 | 0 | 7.6313 | 83.9443 | 0 | 0.19569 | 0 | 0.19569 | 0 | 0.2884 | 0 | 0.2884 | 1.2871 | 1.4897 | 1.2871 | 1.4897
348004-Faucet Aerator | 0 | 0 | 0 | 0 | 0 | 17.1691 | 171.6915 | 0 | 0.55901 | 0 | 0.55901 | 0 | 0.59723 | 0 | 0.59723 | 2.8212 | 3.2223 | 2.8212 | 3.2223
348005-Low Flow Showerheads | 0 | 0 | 0 | 0 | 0 | 12.5692 | 125.692 | 0 | 0.040955 | 0 | 0.040955 | 0 | 0.10772 | 0 | 0.10772 | 1.0496 | 1.1421 | 1.0496 | 1.1421
348003-Pipe Wrap | 0 | 0 | 0 | 0 | 0 | 7.6313 | 83.9443 | 0 | 0.19569 | 0 | 0.19569 | 0 | 0.2884 | 0 | 0.2884 | 1.2871 | 1.4897 | 1.2871 | 1.4897
348005-Low Flow Showerheads | 0 | 0 | 0 | 0 | 0 | 6.2846 | 62.846 | 0 | 0.040955 | 0 | 0.040955 | 0 | 0.10772 | 0 | 0.10772 | 1.0496 | 1.1421 | 1.0496 | 1.1421
348003-Pipe Wrap | 0 | 0 | 0 | 0 | 0 | 7.6313 | 83.9443 | 0 | 0.19569 | 0 | 0.19569 | 0 | 0.2884 | 0 | 0.2884 | 1.2871 | 1.4897 | 1.2871 | 1.4897
348002-Duct Test and Seal (Gas Only) | 0 | 0 | 0 | 0 | 0 | 11.193 | 201.474 | 0 | -1.7067 | 0 | -1.7067 | 0 | -1.4818 | 0 | -1.4818 | 0.35699 | 0.39004 | 0.35699 | 0.39004
348004-Faucet Aerator | 0 | 0 | 0 | 0 | 0 | 11.4461 | 114.461 | 0 | 0.55901 | 0 | 0.55901 | 0 | 0.59723 | 0 | 0.59723 | 2.8212 | 3.2223 | 2.8212 | 3.2223
348005-Low Flow Showerheads | 0 | 0 | 0 | 0 | 0 | 6.2846 | 62.846 | 0 | 0.040955 | 0 | 0.040955 | 0 | 0.10772 | 0 | 0.10772 | 1.0496 | 1.1421 | 1.0496 | 1.1421
348003-Pipe Wrap | 0 | 0 | 0 | 0 | 0 | 7.6313 | 83.9443 | 0 | 0.19569 | 0 | 0.19569 | 0 | 0.2884 | 0 | 0.2884 | 1.2871 | 1.4897 | 1.2871 | 1.4897
348002-Duct Test and Seal (Gas Only) | 0 | 0 | 0 | 0 | 0 | 11.193 | 201.474 | 0 | -1.7067 | 0 | -1.7067 | 0 | -1.4818 | 0 | -1.4818 | 0.35699 | 0.39004 | 0.35699 | 0.39004
348004-Faucet Aerator | 0 | 0 | 0 | 0 | 0 | 11.4461 | 114.461 | 0 | 0.55901 | 0 | 0.55901 | 0 | 0.59723 | 0 | 0.59723 | 2.8212 | 3.2223 | 2.8212 | 3.2223
348005-Low Flow Showerheads | 0 | 0 | 0 | 0 | 0 | 6.2846 | 62.846 | 0 | 0.040955 | 0 | 0.040955 | 0 | 0.10772 | 0 | 0.10772 | 1.0496 | 1.1421 | 1.0496 | 1.1421
348004-Faucet Aerator | 0 | 0 | 0 | 0 | 0 | 22.8922 | 228.922 | 0 | 0.55901 | 0 | 0.55901 | 0 | 0.59723 | 0 | 0.59723 | 2.8212 | 3.2223 | 2.8212 | 3.2223
348005-Low Flow Showerheads | 0 | 0 | 0 | 0 | 0 | 12.5692 | 125.692 | 0 | 0.040955 | 0 | 0.040955 | 0 | 0.10772 | 0 | 0.10772 | 1.0496 | 1.1421 | 1.0496 | 1.1421
348003-Pipe Wrap | 0 | 0 | 0 | 0 | 0 | 7.6313 | 83.9443 | 0 | 0.19569 | 0 | 0.19569 | 0 | 0.2884 | 0 | 0.2884 | 1.2871 | 1.4897 | 1.2871 | 1.4897
348002-Duct Test and Seal (Gas Only) | 0 | 0 | 0 | 0 | 0 | 11.193 | 201.474 | 0 | -1.7067 | 0 | -1.7067 | 0 | -1.4818 | 0 | -1.4818 | 0.35699 | 0.39004 | 0.35699 | 0.39004
348004-Faucet Aerator | 0 | 0 | 0 | 0 | 0 | 11.4461 | 114.461 | 0 | 0.55901 | 0 | 0.55901 | 0 | 0.59723 | 0 | 0.59723 | 2.8212 | 3.2223 | 2.8212 | 3.2223
348005-Low Flow Showerheads | 0 | 0 | 0 | 0 | 0 | 6.2846 | 62.846 | 0 | 0.040955 | 0 | 0.040955 | 0 | 0.10772 | 0 | 0.10772 | 1.0496 | 1.1421 | 1.0496 | 1.1421
348003-Pipe Wrap | 0 | 0 | 0 | 0 | 0 | 7.6313 | 83.9443 | 0 | 0.19569 | 0 | 0.19569 | 0 | 0.2884 | 0 | 0.2884 | 1.2871 | 1.4897 | 1.2871 | 1.4897
348002-Duct Test and Seal (Gas Only) | 0 | 0 | 0 | 0 | 0 | 11.193 | 201.474 | 0 | -1.7067 | 0 | -1.7067 | 0 | -1.4818 | 0 | -1.4818 | 0.35699 | 0.39004 | 0.35699 | 0.39004
348004-Faucet Aerator | 0 | 0 | 0 | 0 | 0 | 5.723 | 57.2305 | 0 | 0.55901 | 0 | 0.55901 | 0 | 0.59723 | 0 | 0.59723 | 2.8212 | 3.2223 | 2.8212 | 3.2223
348005-Low Flow Showerheads | 0 | 0 | 0 | 0 | 0 | 12.5692 | 125.692 | 0 | 0.040955 | 0 | 0.040955 | 0 | 0.10772 | 0 | 0.10772 | 1.0496 | 1.1421 | 1.0496 | 1.1421
348003-Pipe Wrap | 0 | 0 | 0 | 0 | 0 | 7.6313 | 83.9443 | 0 | 0.19569 | 0 | 0.19569 | 0 | 0.2884 | 0 | 0.2884 | 1.2871 | 1.4897 | 1.2871 | 1.4897
348002-Duct Test and Seal (Gas Only) | 0 | 0 | 0 | 0 | 0 | 11.193 | 201.474 | 0 | -1.7067 | 0 | -1.7067 | 0 | -1.4818 | 0 | -1.4818 | 0.35699 | 0.39004 | 0.35699 | 0.39004
348004-Faucet Aerator | 0 | 0 | 0 | 0 | 0 | 11.4461 | 114.461 | 0 | 0.55901 | 0 | 0.55901 | 0 | 0.59723 | 0 | 0.59723 | 2.8212 | 3.2223 | 2.8212 | 3.2223
348005-Low Flow Showerheads | 0 | 0 | 0 | 0 | 0 | 6.2846 | 62.846 | 0 | 0.040955 | 0 | 0.040955 | 0 | 0.10772 | 0 | 0.10772 | 1.0496 | 1.1421 | 1.0496 | 1.1421
348003-Pipe Wrap | 0 | 0 | 0 | 0 | 0 | 7.6313 | 83.9443 | 0 | 0.19569 | 0 | 0.19569 | 0 | 0.2884 | 0 | 0.2884 | 1.2871 | 1.4897 | 1.2871 | 1.4897
348002-Duct Test and Seal (Gas Only) | 0 | 0 | 0 | 0 | 0 | 11.193 | 201.474 | 0 | -1.7067 | 0 | -1.7067 | 0 | -1.4818 | 0 | -1.4818 | 0.35699 | 0.39004 | 0.35699 | 0.39004
348004-Faucet Aerator | 0 | 0 | 0 | 0 | 0 | 11.4461 | 114.461 | 0 | 0.55901 | 0 | 0.55901 | 0 | 0.59723 | 0 | 0.59723 | 2.8212 | 3.2223 | 2.8212 | 3.2223
348005-Low Flow Showerheads | 0 | 0 | 0 | 0 | 0 | 12.5692 | 125.692 | 0 | 0.040955 | 0 | 0.040955 | 0 | 0.10772 | 0 | 0.10772 | 1.0496 | 1.1421 | 1.0496 | 1.1421
348002-Duct Test and Seal (Gas Only) | 0 | 0 | 0 | 0 | 0 | 11.193 | 201.474 | 0 | -1.7067 | 0 | -1.7067 | 0 | -1.4818 | 0 | -1.4818 | 0.35699 | 0.39004 | 0.35699 | 0.39004
348004-Faucet Aerator | 0 | 0 | 0 | 0 | 0 | 5.723 | 57.2305 | 0 | 0.55901 | 0 | 0.55901 | 0 | 0.59723 | 0 | 0.59723 | 2.8212 | 3.2223 | 2.8212 | 3.2223
348005-Low Flow Showerheads | 0 | 0 | 0 | 0 | 0 | 6.2846 | 62.846 | 0 | 0.040955 | 0 | 0.040955 | 0 | 0.10772 | 0 | 0.10772 | 1.0496 | 1.1421 | 1.0496 | 1.1421
348003-Pipe Wrap | 0 | 0 | 0 | 0 | 0 | 7.6313 | 83.9443 | 0 | 0.19569 | 0 | 0.19569 | 0 | 0.2884 | 0 | 0.2884 | 1.2871 | 1.4897 | 1.2871 | 1.4897
348002-Duct Test and Seal (Gas Only) | 0 | 0 | 0 | 0 | 0 | 11.193 | 201.474 | 0 | -1.7067 | 0 | -1.7067 | 0 | -1.4818 | 0 | -1.4818 | 0.35699 | 0.39004 | 0.35699 | 0.39004
348004-Faucet Aerator | 0 | 0 | 0 | 0 | 0 | 11.4461 | 114.461 | 0 | 0.55901 | 0 | 0.55901 | 0 | 0.59723 | 0 | 0.59723 | 2.8212 | 3.2223 | 2.8212 | 3.2223
348005-Low Flow Showerheads | 0 | 0 | 0 | 0 | 0 | 12.5692 | 125.692 | 0 | 0.040955 | 0 | 0.040955 | 0 | 0.10772 | 0 | 0.10772 | 1.0496 | 1.1421 | 1.0496 | 1.1421
348002-Duct Test and Seal (Gas Only) | 0 | 0 | 0 | 0 | 0 | 11.193 | 201.474 | 0 | -1.7067 | 0 | -1.7067 | 0 | -1.4818 | 0 | -1.4818 | 0.35699 | 0.39004 | 0.35699 | 0.39004
348004-Faucet Aerator | 0 | 0 | 0 | 0 | 0 | 11.4461 | 114.461 | 0 | 0.55901 | 0 | 0.55901 | 0 | 0.59723 | 0 | 0.59723 | 2.8212 | 3.2223 | 2.8212 | 3.2223
348005-Low Flow Showerheads | 0 | 0 | 0 | 0 | 0 | 6.2846 | 62.846 | 0 | 0.040955 | 0 | 0.040955 | 0 | 0.10772 | 0 | 0.10772 | 1.0496 | 1.1421 | 1.0496 | 1.1421
348002-Duct Test and Seal (Gas Only) | 0 | 0 | 0 | 0 | 0 | 11.193 | 201.474 | 0 | -1.7067 | 0 | -1.7067 | 0 | -1.4818 | 0 | -1.4818 | 0.35699 | 0.39004 | 0.35699 | 0.39004
348004-Faucet Aerator | 0 | 0 | 0 | 0 | 0 | 11.4461 | 114.461 | 0 | 0.55901 | 0 | 0.55901 | 0 | 0.59723 | 0 | 0.59723 | 2.8212 | 3.2223 | 2.8212 | 3.2223
348005-Low Flow Showerheads | 0 | 0 | 0 | 0 | 0 | 6.2846 | 62.846 | 0 | 0.040955 | 0 | 0.040955 | 0 | 0.10772 | 0 | 0.10772 | 1.0496 | 1.1421 | 1.0496 | 1.1421
348003-Pipe Wrap | 0 | 0 | 0 | 0 | 0 | 7.6313 | 83.9443 | 0 | 0.19569 | 0 | 0.19569 | 0 | 0.2884 | 0 | 0.2884 | 1.2871 | 1.4897 | 1.2871 | 1.4897
348002-Duct Test and Seal (Gas Only) | 0 | 0 | 0 | 0 | 0 | 11.193 | 201.474 | 0 | -1.7067 | 0 | -1.7067 | 0 | -1.4818 | 0 | -1.4818 | 0.35699 | 0.39004 | 0.35699 | 0.39004
348002-Duct Test and Seal (Gas Only) | 0 | 0 | 0 | 0 | 0 | 11.193 | 201.474 | 0 | -1.7067 | 0 | -1.7067 | 0 | -1.4818 | 0 | -1.4818 | 0.35699 | 0.39004 | 0.35699 | 0.39004
348004-Faucet Aerator | 0 | 0 | 0 | 0 | 0 | 17.1691 | 171.6915 | 0 | 0.55901 | 0 | 0.55901 | 0 | 0.59723 | 0 | 0.59723 | 2.8212 | 3.2223 | 2.8212 | 3.2223
348005-Low Flow Showerheads | 0 | 0 | 0 | 0 | 0 | 6.2846 | 62.846 | 0 | 0.040955 | 0 | 0.040955 | 0 | 0.10772 | 0 | 0.10772 | 1.0496 | 1.1421 | 1.0496 | 1.1421
348002-Duct Test and Seal (Gas Only) | 0 | 0 | 0 | 0 | 0 | 11.193 | 201.474 | 0 | -1.7067 | 0 | -1.7067 | 0 | -1.4818 | 0 | -1.4818 | 0.35699 | 0.39004 | 0.35699 | 0.39004
348003-Pipe Wrap | 0 | 0 | 0 | 0 | 0 | 7.6313 | 83.9443 | 0 | 0.19569 | 0 | 0.19569 | 0 | 0.2884 | 0 | 0.2884 | 1.2871 | 1.4897 | 1.2871 | 1.4897
348002-Duct Test and Seal (Gas Only) | 0 | 0 | 0 | 0 | 0 | 11.193 | 201.474 | 0 | -1.7067 | 0 | -1.7067 | 0 | -1.4818 | 0 | -1.4818 | 0.35699 | 0.39004 | 0.35699 | 0.39004
348004-Faucet Aerator | 0 | 0 | 0 | 0 | 0 | 11.4461 | 114.461 | 0 | 0.55901 | 0 | 0.55901 | 0 | 0.59723 | 0 | 0.59723 | 2.8212 | 3.2223 | 2.8212 | 3.2223
348002-Duct Test and Seal (Gas Only) | 0 | 0 | 0 | 0 | 0 | 11.193 | 201.474 | 0 | -1.7067 | 0 | -1.7067 | 0 | -1.4818 | 0 | -1.4818 | 0.35699 | 0.39004 | 0.35699 | 0.39004
348004-Faucet Aerator | 0 | 0 | 0 | 0 | 0 | 11.4461 | 114.461 | 0 | 0.55901 | 0 | 0.55901 | 0 | 0.59723 | 0 | 0.59723 | 2.8212 | 3.2223 | 2.8212 | 3.2223
348005-Low Flow Showerheads | 0 | 0 | 0 | 0 | 0 | 6.2846 | 62.846 | 0 | 0.040955 | 0 | 0.040955 | 0 | 0.10772 | 0 | 0.10772 | 1.0496 | 1.1421 | 1.0496 | 1.1421
348003-Pipe Wrap | 0 | 0 | 0 | 0 | 0 | 7.6313 | 83.9443 | 0 | 0.19569 | 0 | 0.19569 | 0 | 0.2884 | 0 | 0.2884 | 1.2871 | 1.4897 | 1.2871 | 1.4897
348002-Duct Test and Seal (Gas Only) | 0 | 0 | 0 | 0 | 0 | 11.193 | 201.474 | 0 | -1.7067 | 0 | -1.7067 | 0 | -1.4818 | 0 | -1.4818 | 0.35699 | 0.39004 | 0.35699 | 0.39004
348004-Faucet Aerator | 0 | 0 | 0 | 0 | 0 | 17.1691 | 171.6915 | 0 | 0.55901 | 0 | 0.55901 | 0 | 0.59723 | 0 | 0.59723 | 2.8212 | 3.2223 | 2.8212 | 3.2223
348005-Low Flow Showerheads | 0 | 0 | 0 | 0 | 0 | 12.5692 | 125.692 | 0 | 0.040955 | 0 | 0.040955 | 0 | 0.10772 | 0 | 0.10772 | 1.0496 | 1.1421 | 1.0496 | 1.1421

## Output
Program Summary |  | Nominal | Present Value | [5 empty] | Avoided Cost Version
Proposer Name |  | 0 | [6 empty] | 2010-05-04
Program Name |  | 0 | [6 empty] | 2010-05-04
Total Program Budget ($) |  | 72480.46 | 67959.5917 | [5 empty] | Base Year
2009
Net Participant Cost ($) |  | 7355.0405 | 6896.28 | [5 empty] | SoCalGas 09-11 4g2.xls
2011-04-13 10:40
Program Impacts
| Annual Net kWh | Lifecycle Net kWh | Annual Net Therms | Lifecycle Net Therms | Net Jul-Sept Pk (kW) | Net Dec-Feb Pk (kW) | Net CEC (kW) | User Entered kW
2009-2011 | 0 | 0 | 8199.9253 | 100902.6487 | 0 | 0 | 0 | 0
2012-2015 | 0 | 0 | 0 | 0 | 0 | 0 | 0 | 0
2016-2019 | 0 | 0 | 0 | 0 | 0 | 0 | 0 | 0
Cost Effectiveness (Lifecycle Present Value Dollars)
|  | Benefits |  |  | Benefit - Cost
| Cost | Electric | Gas | Incentives | NPV | B/C Ratio | Notes
Program TRC ($) | 74855.8717 | 0 | 54039.6177 | NA | -20816.254 | 0.72192 | *1
Program PAC ($) | 67959.5917 | 0 | 54039.6177 | NA | -13919.9739 | 0.79517 | *1,2
Program RIM ($) | 67959.5917 | 0 | 54039.6177 | NA | -13919.9739 | 0.79517 | *1
*1 B/C Ratio is an approximation because any supply cost increases are treated as negative benefits rather than as a cost as in the Standard Practice Manual
*2 PAC benefits include environmental costs. This is to be consistent with the TRC benefits, but is not strictly consistent with the Standard Practice Manual.
Levelized Cost and Benefit (All Measures Installed through 2019)
| Discounted Savings |  |  |  | Benefit - Cost
| kWh | Therms | Cost | Benefits | NPV
TRC ($/kWh ) | 0 |  | 0 | 0 | 0
PAC ($/kWh) | 0 |  | 0 | 0 | 0
RIM ($/kWh) | 0 |  | 0 | 0 | 0
TRC ($/therm) |  | 60396.1629 | 1.2394 | 0.89475 | -0.34466
PAC ($/therm) |  | 60396.1629 | 1.1252 | 0.89475 | -0.23048
RIM ($/therm) |  | 60396.1629 | 1.1252 | 0.89475 | -0.23048
Emissions Reductions
| Electric Reductions |  |  | Gas Reductions
Annual Reductions | CO2 (tons) | NOX (lbs) | PM-10 (lbs) | CO2 (tons) | NOX (lbs)
2009 | 0 | 0 | 0 | 47.9696 | 75.4393 | * annual reductions are the units
2010 | 0 | 0 | 0 | 0 | 0 | implemented in the year, times
2011 | 0 | 0 | 0 | 0 | 0 | the annual emission reduction
2012 | 0 | 0 | 0 | 0 | 0 | for the measure.
2013 | 0 | 0 | 0 | 0 | 0
2014 | 0 | 0 | 0 | 0 | 0
2015 | 0 | 0 | 0 | 0 | 0
2016 | 0 | 0 | 0 | 0 | 0
2017 | 0 | 0 | 0 | 0 | 0
2018 | 0 | 0 | 0 | 0 | 0
2019 | 0 | 0 | 0 | 0 | 0
Total Annual | 0 | 0 | 0 | 47.9696 | 75.4393
Lifecycle Reductions
2009 | 0 | 0 | 0 | 590.2805 | 928.3044
2010 | 0 | 0 | 0 | 0 | 0
2011 | 0 | 0 | 0 | 0 | 0
2012 | 0 | 0 | 0 | 0 | 0
2013 | 0 | 0 | 0 | 0 | 0
2014 | 0 | 0 | 0 | 0 | 0
2015 | 0 | 0 | 0 | 0 | 0
2016 | 0 | 0 | 0 | 0 | 0
2017 | 0 | 0 | 0 | 0 | 0
2018 | 0 | 0 | 0 | 0 | 0
2019 | 0 | 0 | 0 | 0 | 0
Total Lifecycle | 0 | 0 | 0 | 590.2805 | 928.3044
Reductions based on total annual installations
| Annual Net kWh | Lifecycle Net kWh | Annual Net Therms | Lifecycle Net Therms | Net July-Sept Peak (kW) | Net Dec-Feb (kW) |  | User Entered kW | Net Annual NCP (kW)
2009 | 0 | 0 | 8199.9253 | 100902.6487 | 0 | 0 |  | 0 | 0
2010 | 0 | 0 | 0 | 0 | 0 | 0 |  | 0 | 0
2011 | 0 | 0 | 0 | 0 | 0 | 0 |  | 0 | 0
2012 | 0 | 0 | 0 | 0 | 0 | 0 |  | 0 | 0
2013 | 0 | 0 | 0 | 0 | 0 | 0 |  | 0 | 0
2014 | 0 | 0 | 0 | 0 | 0 | 0 |  | 0 | 0
2015 | 0 | 0 | 0 | 0 | 0 | 0 |  | 0 | 0
2016 | 0 | 0 | 0 | 0 | 0 | 0 |  | 0 | 0
2017 | 0 | 0 | 0 | 0 | 0 | 0 |  | 0 | 0
2018 | 0 | 0 | 0 | 0 | 0 | 0 |  | 0 | 0
2019 | 0 | 0 | 0 | 0 | 0 | 0 |  | 0 | 0
Total | 0 | 0 | 8199.9253 | 100902.6487 | 0 | 0 |  | 0 | 0
Net Impacts by Sector (All Measures Installed through 2019)
| Annual Net kWh | Lifecycle Net kWh | Annual Net Therms | Lifecycle Net Therms | Net July-Sept Peak (kW) | Net Dec-Feb (kW) |  | User Entered kW | TRC Lifecycle Net Benefits* ($)
Total | 0 | 0 | 8199.9253 | 100902.6487 | 0 | 0 |  | 0 | -20816.254
RES | 0 | 0 | 0 | 0 | 0 | 0 |  | 0 | 0
NON_RES | 0 | 0 | 0 | 0 | 0 | 0 |  | 0 | 0
Residential | 0 | 0 | 8199.9253 | 100902.6487 | 0 | 0 |  | 0 | -20816.254
Office | 0 | 0 | 0 | 0 | 0 | 0 |  | 0 | 0
Retail | 0 | 0 | 0 | 0 | 0 | 0 |  | 0 | 0
Misc._Commercial | 0 | 0 | 0 | 0 | 0 | 0 |  | 0 | 0
0 | 0 | 0 | 0 | 0 | 0 | 0 |  | 0 | 0
0 | 0 | 0 | 0 | 0 | 0 | 0 |  | 0 | 0
0 | 0 | 0 | 0 | 0 | 0 | 0 |  | 0 | 0
0 | 0 | 0 | 0 | 0 | 0 | 0 |  | 0 | 0
0 | 0 | 0 | 0 | 0 | 0 | 0 |  | 0 | 0
0 | 0 | 0 | 0 | 0 | 0 | 0 |  | 0 | 0
0 | 0 | 0 | 0 | 0 | 0 | 0 |  | 0 | 0
0 | 0 | 0 | 0 | 0 | 0 | 0 |  | 0 | 0
0 | 0 | 0 | 0 | 0 | 0 | 0 |  | 0 | 0
0 | 0 | 0 | 0 | 0 | 0 | 0 |  | 0 | 0
0 | 0 | 0 | 0 | 0 | 0 | 0 |  | 0 | 0
0 | 0 | 0 | 0 | 0 | 0 | 0 |  | 0 | 0
0 | 0 | 0 | 0 | 0 | 0 | 0 |  | 0 | 0
0 | 0 | 0 | 0 | 0 | 0 | 0 |  | 0 | 0
0 | 0 | 0 | 0 | 0 | 0 | 0 |  | 0 | 0
0 | 0 | 0 | 0 | 0 | 0 | 0 |  | 0 | 0
0 | 0 | 0 | 0 | 0 | 0 | 0 |  | 0 | 0
Other or unspecified | 0 | 0 | 0 | 0 | 0 | 0 |  | 0 | 0
* Include program-level and admin costs allocated based to total gas and electric programs at the measure level.
Net Impacts by CPUC End Use Categories (All Measures Installed through 2019)
| Annual Net kWh | Lifecycle Net kWh | Annual Net Therms | Lifecycle Net Therms | Net July-Sept Peak (kW) | Net Dec-Feb Pk (kW) |  | User Entered kW | TRC Lifecycle Net Benefits* ($)
Total | 0 | 0 | 8199.9253 | 100902.6487 | 0 | 0 |  | 0 | -20816.254
Clothes Dryer | 0 | 0 | 0 | 0 | 0 | 0 |  | 0 | 0
Clothes Washer | 0 | 0 | 6017.2903 | 61615.2187 | 0 | 0 |  | 0 | 13141.3707
Consumer Electronics | 0 | 0 | 0 | 0 | 0 | 0 |  | 0 | 0
Cooking | 0 | 0 | 0 | 0 | 0 | 0 |  | 0 | 0
Dishwasher | 0 | 0 | 0 | 0 | 0 | 0 |  | 0 | 0
Other Appliance | 0 | 0 | 0 | 0 | 0 | 0 |  | 0 | 0
Office Equipment | 0 | 0 | 0 | 0 | 0 | 0 |  | 0 | 0
Building shell | 0 | 0 | 0 | 0 | 0 | 0 |  | 0 | 0
Space Cooling | 0 | 0 | 2182.635 | 39287.43 | 0 | 0 |  | 0 | -33957.6247
Space Heating | 0 | 0 | 0 | 0 | 0 | 0 |  | 0 | 0
Ventilation | 0 | 0 | 0 | 0 | 0 | 0 |  | 0 | 0
Interior Lighting | 0 | 0 | 0 | 0 | 0 | 0 |  | 0 | 0
Exterior Lighting | 0 | 0 | 0 | 0 | 0 | 0 |  | 0 | 0
Daylighting | 0 | 0 | 0 | 0 | 0 | 0 |  | 0 | 0
Motors | 0 | 0 | 0 | 0 | 0 | 0 |  | 0 | 0
Process | 0 | 0 | 0 | 0 | 0 | 0 |  | 0 | 0
Compressed Air | 0 | 0 | 0 | 0 | 0 | 0 |  | 0 | 0
Food Processor | 0 | 0 | 0 | 0 | 0 | 0 |  | 0 | 0
Refrigeration | 0 | 0 | 0 | 0 | 0 | 0 |  | 0 | 0
Freezers | 0 | 0 | 0 | 0 | 0 | 0 |  | 0 | 0
Pumps | 0 | 0 | 0 | 0 | 0 | 0 |  | 0 | 0
Pool Pump | 0 | 0 | 0 | 0 | 0 | 0 |  | 0 | 0
Domestic Hot Water | 0 | 0 | 0 | 0 | 0 | 0 |  | 0 | 0
Water Heating | 0 | 0 | 0 | 0 | 0 | 0 |  | 0 | 0
Other or unspecified | 0 | 0 | 2.3647e-11 | 5.2387e-10 | 0 | 0 |  | 0 | -3.2742e-11
* Include program-level and admin costs allocated based to total gas and electric programs at the measure level.
Net Impacts by Climate Zone (All Measures Installed through 2016)
| Annual Net kWh | Lifecycle Net kWh | Annual Net Therms | Lifecycle Net Therms | Net July-Sept Peak (kW) | Net dec-Feb Pk (kW) |  | User Entered kW | TRC Lifecycle Net Benefits* ($)
Total | 0 | 0 | 8199.9253 | 100902.6487 | 0 | 0 |  | 0 | -20816.254
6 | 0 | 0 | 0 | 0 | 0 | 0 |  | 0 | 0
8 | 0 | 0 | 0 | 0 | 0 | 0 |  | 0 | 0
9 | 0 | 0 | 0 | 0 | 0 | 0 |  | 0 | 0
10 | 0 | 0 | 0 | 0 | 0 | 0 |  | 0 | 0
13 | 0 | 0 | 0 | 0 | 0 | 0 |  | 0 | 0
14 | 0 | 0 | 0 | 0 | 0 | 0 |  | 0 | 0
15 | 0 | 0 | 0 | 0 | 0 | 0 |  | 0 | 0
16 | 0 | 0 | 0 | 0 | 0 | 0 |  | 0 | 0
System | 0 | 0 | 8199.9253 | 100902.6487 | 0 | 0 |  | 0 | -20816.254
0 | 0 | 0 | 0 | 0 | 0 | 0 | 0 | 0 | 0
0 | 0 | 0 | 0 | 0 | 0 | 0 | 0 | 0 | 0
* Include program-level and admin costs allocated based to total gas and electric programs at the measure level.
Persistent reductions in the summer (3rd Qtr) or winter (4th Qtr) of each year
| Net July-Sept Peak (kW) | Net Annual Dec-Feb (kW)
2009 | 0 | 0
2010 | 0 | 0
2011 | 0 | 0
2012 | 0 | 0
2013 | 0 | 0
2014 | 0 | 0
2015 | 0 | 0
2016 | 0 | 0
2017 | 0 | 0
2018 | 0 | 0
2019 | 0 | 0
2020 | 0 | 0
Monthly Impacts
First Year for Impact Table: | 2009
| Quarter | Monthly Five Hour Avg or TOU Peak | Net Monthly NCP (kW) |  | Monthly Net kWh | Monthly Net Therms
2009-01-01 | 1 | 0 | 0 |  | 0 | 0
2009-02-01 | 1 | 0 | 0 |  | 0 | 0
2009-03-01 | 1 | 0 | 0 |  | 0 | 0
2009-04-01 | 2 | 0 | 0 |  | 0 | 0
2009-05-01 | 2 | 0 | 0 |  | 0 | 0
2009-06-01 | 2 | 0 | 0 |  | 0 | 0
2009-07-01 | 3 | 0 | 0 |  | 0 | 0
2009-08-01 | 3 | 0 | 0 |  | 0 | 0
2009-09-01 | 3 | 0 | 0 |  | 0 | 0
2009-10-01 | 4 | 0 | 0 |  | 0 | 683.3271
2009-11-01 | 4 | 0 | 0 |  | 0 | 683.3271
2009-12-01 | 4 | 0 | 0 |  | 0 | 683.3271
2010-01-01 | 5 | 0 | 0 |  | 0 | 683.3271
2010-02-01 | 5 | 0 | 0 |  | 0 | 683.3271
2010-03-01 | 5 | 0 | 0 |  | 0 | 683.3271
2010-04-01 | 6 | 0 | 0 |  | 0 | 683.3271
2010-05-01 | 6 | 0 | 0 |  | 0 | 683.3271
2010-06-01 | 6 | 0 | 0 |  | 0 | 683.3271
2010-07-01 | 7 | 0 | 0 |  | 0 | 683.3271
2010-08-01 | 7 | 0 | 0 |  | 0 | 683.3271
2010-09-01 | 7 | 0 | 0 |  | 0 | 683.3271
2010-10-01 | 8 | 0 | 0 |  | 0 | 683.3271
2010-11-01 | 8 | 0 | 0 |  | 0 | 683.3271
2010-12-01 | 8 | 0 | 0 |  | 0 | 683.3271
2011-01-01 | 9 | 0 | 0 |  | 0 | 683.3271
2011-02-01 | 9 | 0 | 0 |  | 0 | 683.3271
2011-03-01 | 9 | 0 | 0 |  | 0 | 683.3271
2011-04-01 | 10 | 0 | 0 |  | 0 | 683.3271
2011-05-01 | 10 | 0 | 0 |  | 0 | 683.3271
2011-06-01 | 10 | 0 | 0 |  | 0 | 683.3271
2011-07-01 | 11 | 0 | 0 |  | 0 | 683.3271
2011-08-01 | 11 | 0 | 0 |  | 0 | 683.3271
2011-09-01 | 11 | 0 | 0 |  | 0 | 683.3271
2011-10-01 | 12 | 0 | 0 |  | 0 | 683.3271
2011-11-01 | 12 | 0 | 0 |  | 0 | 683.3271
2011-12-01 | 12 | 0 | 0 |  | 0 | 683.3271
2012-01-01 | 13 | 0 | 0 |  | 0 | 683.3271
2012-02-01 | 13 | 0 | 0 |  | 0 | 683.3271
2012-03-01 | 13 | 0 | 0 |  | 0 | 683.3271
2012-04-01 | 14 | 0 | 0 |  | 0 | 683.3271
2012-05-01 | 14 | 0 | 0 |  | 0 | 683.3271
2012-06-01 | 14 | 0 | 0 |  | 0 | 683.3271
2012-07-01 | 15 | 0 | 0 |  | 0 | 683.3271
2012-08-01 | 15 | 0 | 0 |  | 0 | 683.3271
2012-09-01 | 15 | 0 | 0 |  | 0 | 683.3271
2012-10-01 | 16 | 0 | 0 |  | 0 | 683.3271
2012-11-01 | 16 | 0 | 0 |  | 0 | 683.3271
2012-12-01 | 16 | 0 | 0 |  | 0 | 683.3271
2013-01-01 | 17 | 0 | 0 |  | 0 | 683.3271
2013-02-01 | 17 | 0 | 0 |  | 0 | 683.3271
2013-03-01 | 17 | 0 | 0 |  | 0 | 683.3271
2013-04-01 | 18 | 0 | 0 |  | 0 | 683.3271
2013-05-01 | 18 | 0 | 0 |  | 0 | 683.3271
2013-06-01 | 18 | 0 | 0 |  | 0 | 683.3271
2013-07-01 | 19 | 0 | 0 |  | 0 | 683.3271
2013-08-01 | 19 | 0 | 0 |  | 0 | 683.3271
2013-09-01 | 19 | 0 | 0 |  | 0 | 683.3271
2013-10-01 | 20 | 0 | 0 |  | 0 | 683.3271
2013-11-01 | 20 | 0 | 0 |  | 0 | 683.3271
2013-12-01 | 20 | 0 | 0 |  | 0 | 683.3271
2014-01-01 | 21 | 0 | 0 |  | 0 | 683.3271
2014-02-01 | 21 | 0 | 0 |  | 0 | 683.3271
2014-03-01 | 21 | 0 | 0 |  | 0 | 683.3271
2014-04-01 | 22 | 0 | 0 |  | 0 | 683.3271
2014-05-01 | 22 | 0 | 0 |  | 0 | 683.3271
2014-06-01 | 22 | 0 | 0 |  | 0 | 683.3271
2014-07-01 | 23 | 0 | 0 |  | 0 | 683.3271
2014-08-01 | 23 | 0 | 0 |  | 0 | 683.3271
2014-09-01 | 23 | 0 | 0 |  | 0 | 683.3271
2014-10-01 | 24 | 0 | 0 |  | 0 | 683.3271
2014-11-01 | 24 | 0 | 0 |  | 0 | 683.3271
2014-12-01 | 24 | 0 | 0 |  | 0 | 683.3271
2015-01-01 | 25 | 0 | 0 |  | 0 | 683.3271
2015-02-01 | 25 | 0 | 0 |  | 0 | 683.3271
2015-03-01 | 25 | 0 | 0 |  | 0 | 683.3271
2015-04-01 | 26 | 0 | 0 |  | 0 | 683.3271
2015-05-01 | 26 | 0 | 0 |  | 0 | 683.3271
2015-06-01 | 26 | 0 | 0 |  | 0 | 683.3271
2015-07-01 | 27 | 0 | 0 |  | 0 | 683.3271
2015-08-01 | 27 | 0 | 0 |  | 0 | 683.3271
2015-09-01 | 27 | 0 | 0 |  | 0 | 683.3271
2015-10-01 | 28 | 0 | 0 |  | 0 | 683.3271
2015-11-01 | 28 | 0 | 0 |  | 0 | 683.3271
2015-12-01 | 28 | 0 | 0 |  | 0 | 683.3271
2016-01-01 | 29 | 0 | 0 |  | 0 | 683.3271
2016-02-01 | 29 | 0 | 0 |  | 0 | 683.3271
2016-03-01 | 29 | 0 | 0 |  | 0 | 683.3271
2016-04-01 | 30 | 0 | 0 |  | 0 | 683.3271
2016-05-01 | 30 | 0 | 0 |  | 0 | 683.3271
2016-06-01 | 30 | 0 | 0 |  | 0 | 683.3271
2016-07-01 | 31 | 0 | 0 |  | 0 | 683.3271
2016-08-01 | 31 | 0 | 0 |  | 0 | 683.3271
2016-09-01 | 31 | 0 | 0 |  | 0 | 683.3271
2016-10-01 | 32 | 0 | 0 |  | 0 | 683.3271
2016-11-01 | 32 | 0 | 0 |  | 0 | 683.3271
2016-12-01 | 32 | 0 | 0 |  | 0 | 683.3271
2017-01-01 | 33 | 0 | 0 |  | 0 | 683.3271
2017-02-01 | 33 | 0 | 0 |  | 0 | 683.3271
2017-03-01 | 33 | 0 | 0 |  | 0 | 683.3271
2017-04-01 | 34 | 0 | 0 |  | 0 | 683.3271
2017-05-01 | 34 | 0 | 0 |  | 0 | 683.3271
2017-06-01 | 34 | 0 | 0 |  | 0 | 683.3271
2017-07-01 | 35 | 0 | 0 |  | 0 | 683.3271
2017-08-01 | 35 | 0 | 0 |  | 0 | 683.3271
2017-09-01 | 35 | 0 | 0 |  | 0 | 683.3271
2017-10-01 | 36 | 0 | 0 |  | 0 | 683.3271
2017-11-01 | 36 | 0 | 0 |  | 0 | 683.3271
2017-12-01 | 36 | 0 | 0 |  | 0 | 683.3271
2018-01-01 | 37 | 0 | 0 |  | 0 | 683.3271
2018-02-01 | 37 | 0 | 0 |  | 0 | 683.3271
2018-03-01 | 37 | 0 | 0 |  | 0 | 683.3271
2018-04-01 | 38 | 0 | 0 |  | 0 | 683.3271
2018-05-01 | 38 | 0 | 0 |  | 0 | 683.3271
2018-06-01 | 38 | 0 | 0 |  | 0 | 683.3271
2018-07-01 | 39 | 0 | 0 |  | 0 | 683.3271
2018-08-01 | 39 | 0 | 0 |  | 0 | 683.3271
2018-09-01 | 39 | 0 | 0 |  | 0 | 683.3271
2018-10-01 | 40 | 0 | 0 |  | 0 | 683.3271
2018-11-01 | 40 | 0 | 0 |  | 0 | 683.3271
2018-12-01 | 40 | 0 | 0 |  | 0 | 683.3271
2019-01-01 | 41 | 0 | 0 |  | 0 | 683.3271
2019-02-01 | 41 | 0 | 0 |  | 0 | 683.3271
2019-03-01 | 41 | 0 | 0 |  | 0 | 683.3271
2019-04-01 | 42 | 0 | 0 |  | 0 | 683.3271
2019-05-01 | 42 | 0 | 0 |  | 0 | 683.3271
2019-06-01 | 42 | 0 | 0 |  | 0 | 683.3271
2019-07-01 | 43 | 0 | 0 |  | 0 | 683.3271
2019-08-01 | 43 | 0 | 0 |  | 0 | 683.3271
2019-09-01 | 43 | 0 | 0 |  | 0 | 683.3271
2019-10-01 | 44 | 0 | 0 |  | 0 | 302.0792
2019-11-01 | 44 | 0 | 0 |  | 0 | 302.0792
2019-12-01 | 44 | 0 | 0 |  | 0 | 302.0792

## Input
| SoCalGas 09-11 4g2.xls |  |  |  | Program Budget ($) |  |  | NPV Factor for lump-sum admin costs: | 100%
a. Administrative Costs
| Proposer General Information |  |  |  | a.i. Overhead and G&A |  | d. Incentives and Rebates ($) | Nominal | NPV
| Proposer Name |  |  |  | a.ii. Other Admin costs |  | d.i. User Input Incentive |  | 0 | Note: User Input Incentives are treated like Admin costs and are NOT adjusted by the net to gross ratio in the TRC test.
| Program Name |  |  |  | b. Marketing/Outreach |  | d.ii. Rebate | 0 | 0
| Service Territory |  | SoCal Gas |  | c. Direct Implementation (non incentive) |  | d.iii. Direct Install Labor | 0 | 0
| First Year of Program Implementation |  |  | 2009 | c.i. Activity |  | d.iv. Direct Install Materials | 72480.46 | 67959.5917
| Contact Information |  |  |  | c.ii. Installation |  | d.v. Upstream payments | 0 | 0
| Name |  |  |  | c.iii. Hardware & Materials |  | Subtotal Direct Install | 72480.46 | 67959.5917
| Address |  |  |  | c.iv. Rebate Processing and Inspection | [41 empty] | Formulas for spreading annual installations to quarters
| ZIP code |  |  |  | d. Total Incentives and Rebates | 72480.46 | [40 empty] | 0 | 0 | 0 | 0 | 0 | 0 | 0 | 0 | 0 | 0 | 0 | 0 | 0 | 0 | 0 | 0 | 0 | 0 | 0 | 0 | 0 | 0 | 0 | 0 | 0 | 0 | 0 | 0 | 0 | 0 | 0 | 0 | 0 | 0 | 0 | 0 | 0 | 0 | 0 | 0 | 0 | 0 | 0 | 0
| Telephone |  |  |  | e. EM&V |  | f. Costs recovered from other sources |  | 0
| Email |  |  |  | Total | 72480.46 | Program Budget w/ Other Costs (a to f) | 72480.46 | 67959.5917
Quarterly Installation Schedule
| Program Inputs | [10 empty] | Transfer | Admin | Admin | Admin | Participant | [8 empty] | Placeholders, not currently used | [10 empty] | Annual Installation Schedule | [10 empty] | 2009 |  |  |  | 2010 |  |  |  | 2011 |  |  |  | 2012 |  |  |  | 2013 |  |  |  | 2014 |  |  |  | 2015 |  |  |  | 2016 |  |  |  | 2017 |  |  |  | 2018 |  |  |  | 2019
| Measure Name | DEER RunID | Climate Zone | Target sector | Measure Electric End Use Shape | CZ, Sector, Measure combination found? | Measure Type (To Look up Measure Life) | Program Type (To look up Net-to-gross Ratio) | Unit Definition (e.g. homes) | Program Type (NEW/ROB or Early Repl(RET)) | Gross Measure Cost ($/unit) | Rebate to end use customer or its assignee ($/unit) | Incentives to entities other than the end use customer or its assignee($/unit) | Direct Install Labor ($/unit) | Direct Install Material ($/unit) | Participant Cost ($/unit) | Gross Unit Annual Electricity Savings (kwh/unit) | Electric Rate Schedule | Demand Scaler | User Entered kW Savings per unit (kW/unit) | Gross Unit Annual Gas Savings (therm/unit) | Gas Sector | Gas Rate Schedule | Gas Savings Profile | Avg remaining life on replaced units (yrs) | Early retrofit incremental kWh savings (kWh/unit) | Early retrofit incremental kW savings (kW/unit) | Early retrofit incremental Th savings (Th/unit) | Combustion Type | Effective Useful Life (years) | Net-to-Gross Ratio - kWh | Net-to-Gross Ratio - kW | Net-to-Gross Ratio - Therms | Net-to-Gross Ratio - Costs | % Eligible for TOU AC adjustment | 2009 | 2010 | 2011 | 2012 | 2013 | 2014 | 2015 | 2016 | 2017 | 2018 | 2019 | Qtr 1 | Qtr 2 | Qtr 3 | Qtr 4 | Qtr 1 | Qtr 2 | Qtr 3 | Qtr 4 | Qtr 1 | Qtr 2 | Qtr 3 | Qtr 4 | Qtr 1 | Qtr 2 | Qtr 3 | Qtr 4 | Qtr 1 | Qtr 2 | Qtr 3 | Qtr 4 | Qtr 1 | Qtr 2 | Qtr 3 | Qtr 4 | Qtr 1 | Qtr 2 | Qtr 3 | Qtr 4 | Qtr 1 | Qtr 2 | Qtr 3 | Qtr 4 | Qtr 1 | Qtr 2 | Qtr 3 | Qtr 4 | Qtr 1 | Qtr 2 | Qtr 3 | Qtr 4 | Qtr 1 | Qtr 2 | Qtr 3 | Qtr 4 | Total Number of Units | Comments
0 | 348002-Duct Test and Seal (Gas Only) |  | System | Residential | AC_Cooling | 0 | 0 |  |  |  | 721.3171 | 0 | 0 | 0 | 644.7805 | 76.5366 | 0 |  | kW | 0 | 35 | Residential |  | Annual | [5 empty] | 18 | 0.78 |  |  |  | 0 | 0.41 | 0 | 0 | 0 | 0 | 0 | 0 | 0 | 0 | 0 | 0 | 2009 Qtr 1: 0; 2009 Qtr 2: 0; 2009 Qtr 3: 0.41; 2009 Qtr 4: 0; 2010 Qtr 1: 0; 2010 Qtr 2: 0; 2010 Qtr 3: 0; 2010 Qtr 4: 0; 2011 Qtr 1: 0; 2011 Qtr 2: 0; 2011 Qtr 3: 0; 2011 Qtr 4: 0 | 0.41
0 | 348004-Faucet Aerator |  | System | Residential | HorizAxisClothesWasher | 0 | 0 |  |  |  | 12.7 | 0 | 0 | 0 | 10.88 | 1.82 | 0 |  | kW | 0 | 6.733 | Residential |  | Annual | [5 empty] | 10 | 0.85 |  |  |  | 0 | 3 | 0 | 0 | 0 | 0 | 0 | 0 | 0 | 0 | 0 | 0 | 2009 Qtr 1: 0; 2009 Qtr 2: 0; 2009 Qtr 3: 3; 2009 Qtr 4: 0; 2010 Qtr 1: 0; 2010 Qtr 2: 0; 2010 Qtr 3: 0; 2010 Qtr 4: 0; 2011 Qtr 1: 0; 2011 Qtr 2: 0; 2011 Qtr 3: 0; 2011 Qtr 4: 0 | 3
0 | 348003-Pipe Wrap |  | System | Residential | HorizAxisClothesWasher | 0 | 0 |  |  |  | 40 | 0 | 0 | 0 | 33.75 | 6.25 | 0 |  | kW | 0 | 8.978 | Residential |  | Annual | [5 empty] | 11 | 0.85 |  |  |  | 0 | 1 | 0 | 0 | 0 | 0 | 0 | 0 | 0 | 0 | 0 | 0 | 2009 Qtr 1: 0; 2009 Qtr 2: 0; 2009 Qtr 3: 1; 2009 Qtr 4: 0; 2010 Qtr 1: 0; 2010 Qtr 2: 0; 2010 Qtr 3: 0; 2010 Qtr 4: 0; 2011 Qtr 1: 0; 2011 Qtr 2: 0; 2011 Qtr 3: 0; 2011 Qtr 4: 0 | 1
0 | 348002-Duct Test and Seal (Gas Only) |  | System | Residential | AC_Cooling | 0 | 0 |  |  |  | 721.3171 | 0 | 0 | 0 | 644.7805 | 76.5366 | 0 |  | kW | 0 | 35 | Residential |  | Annual | [5 empty] | 18 | 0.78 |  |  |  | 0 | 0.41 | 0 | 0 | 0 | 0 | 0 | 0 | 0 | 0 | 0 | 0 | 2009 Qtr 1: 0; 2009 Qtr 2: 0; 2009 Qtr 3: 0.41; 2009 Qtr 4: 0; 2010 Qtr 1: 0; 2010 Qtr 2: 0; 2010 Qtr 3: 0; 2010 Qtr 4: 0; 2011 Qtr 1: 0; 2011 Qtr 2: 0; 2011 Qtr 3: 0; 2011 Qtr 4: 0 | 0.41
0 | 348004-Faucet Aerator |  | System | Residential | HorizAxisClothesWasher | 0 | 0 |  |  |  | 12.7 | 0 | 0 | 0 | 10.88 | 1.82 | 0 |  | kW | 0 | 6.733 | Residential |  | Annual | [5 empty] | 10 | 0.85 |  |  |  | 0 | 2 | 0 | 0 | 0 | 0 | 0 | 0 | 0 | 0 | 0 | 0 | 2009 Qtr 1: 0; 2009 Qtr 2: 0; 2009 Qtr 3: 2; 2009 Qtr 4: 0; 2010 Qtr 1: 0; 2010 Qtr 2: 0; 2010 Qtr 3: 0; 2010 Qtr 4: 0; 2011 Qtr 1: 0; 2011 Qtr 2: 0; 2011 Qtr 3: 0; 2011 Qtr 4: 0 | 2
0 | 348005-Low Flow Showerheads |  | System | Residential | HorizAxisClothesWasher | 0 | 0 |  |  |  | 37.95 | 0 | 0 | 0 | 33.71 | 4.24 | 0 |  | kW | 0 | 8.978 | Residential |  | Annual | [5 empty] | 10 | 0.7 |  |  |  | 0 | 1 | 0 | 0 | 0 | 0 | 0 | 0 | 0 | 0 | 0 | 0 | 2009 Qtr 1: 0; 2009 Qtr 2: 0; 2009 Qtr 3: 1; 2009 Qtr 4: 0; 2010 Qtr 1: 0; 2010 Qtr 2: 0; 2010 Qtr 3: 0; 2010 Qtr 4: 0; 2011 Qtr 1: 0; 2011 Qtr 2: 0; 2011 Qtr 3: 0; 2011 Qtr 4: 0 | 1
0 | 348003-Pipe Wrap |  | System | Residential | HorizAxisClothesWasher | 0 | 0 |  |  |  | 40 | 0 | 0 | 0 | 33.75 | 6.25 | 0 |  | kW | 0 | 8.978 | Residential |  | Annual | [5 empty] | 11 | 0.85 |  |  |  | 0 | 1 | 0 | 0 | 0 | 0 | 0 | 0 | 0 | 0 | 0 | 0 | 2009 Qtr 1: 0; 2009 Qtr 2: 0; 2009 Qtr 3: 1; 2009 Qtr 4: 0; 2010 Qtr 1: 0; 2010 Qtr 2: 0; 2010 Qtr 3: 0; 2010 Qtr 4: 0; 2011 Qtr 1: 0; 2011 Qtr 2: 0; 2011 Qtr 3: 0; 2011 Qtr 4: 0 | 1
0 | 348005-Low Flow Showerheads |  | System | Residential | HorizAxisClothesWasher | 0 | 0 |  |  |  | 37.95 | 0 | 0 | 0 | 33.71 | 4.24 | 0 |  | kW | 0 | 8.978 | Residential |  | Annual | [5 empty] | 10 | 0.7 |  |  |  | 0 | 1 | 0 | 0 | 0 | 0 | 0 | 0 | 0 | 0 | 0 | 0 | 2009 Qtr 1: 0; 2009 Qtr 2: 0; 2009 Qtr 3: 1; 2009 Qtr 4: 0; 2010 Qtr 1: 0; 2010 Qtr 2: 0; 2010 Qtr 3: 0; 2010 Qtr 4: 0; 2011 Qtr 1: 0; 2011 Qtr 2: 0; 2011 Qtr 3: 0; 2011 Qtr 4: 0 | 1
0 | 348003-Pipe Wrap |  | System | Residential | HorizAxisClothesWasher | 0 | 0 |  |  |  | 40 | 0 | 0 | 0 | 33.75 | 6.25 | 0 |  | kW | 0 | 8.978 | Residential |  | Annual | [5 empty] | 11 | 0.85 |  |  |  | 0 | 1 | 0 | 0 | 0 | 0 | 0 | 0 | 0 | 0 | 0 | 0 | 2009 Qtr 1: 0; 2009 Qtr 2: 0; 2009 Qtr 3: 1; 2009 Qtr 4: 0; 2010 Qtr 1: 0; 2010 Qtr 2: 0; 2010 Qtr 3: 0; 2010 Qtr 4: 0; 2011 Qtr 1: 0; 2011 Qtr 2: 0; 2011 Qtr 3: 0; 2011 Qtr 4: 0 | 1
0 | 348002-Duct Test and Seal (Gas Only) |  | System | Residential | AC_Cooling | 0 | 0 |  |  |  | 721.3171 | 0 | 0 | 0 | 644.7805 | 76.5366 | 0 |  | kW | 0 | 35 | Residential |  | Annual | [5 empty] | 18 | 0.78 |  |  |  | 0 | 0.41 | 0 | 0 | 0 | 0 | 0 | 0 | 0 | 0 | 0 | 0 | 2009 Qtr 1: 0; 2009 Qtr 2: 0; 2009 Qtr 3: 0.41; 2009 Qtr 4: 0; 2010 Qtr 1: 0; 2010 Qtr 2: 0; 2010 Qtr 3: 0; 2010 Qtr 4: 0; 2011 Qtr 1: 0; 2011 Qtr 2: 0; 2011 Qtr 3: 0; 2011 Qtr 4: 0 | 0.41
0 | 348003-Pipe Wrap |  | System | Residential | HorizAxisClothesWasher | 0 | 0 |  |  |  | 40 | 0 | 0 | 0 | 33.75 | 6.25 | 0 |  | kW | 0 | 8.978 | Residential |  | Annual | [5 empty] | 11 | 0.85 |  |  |  | 0 | 1 | 0 | 0 | 0 | 0 | 0 | 0 | 0 | 0 | 0 | 0 | 2009 Qtr 1: 0; 2009 Qtr 2: 0; 2009 Qtr 3: 1; 2009 Qtr 4: 0; 2010 Qtr 1: 0; 2010 Qtr 2: 0; 2010 Qtr 3: 0; 2010 Qtr 4: 0; 2011 Qtr 1: 0; 2011 Qtr 2: 0; 2011 Qtr 3: 0; 2011 Qtr 4: 0 | 1
0 | 348002-Duct Test and Seal (Gas Only) |  | System | Residential | AC_Cooling | 0 | 0 |  |  |  | 721.3171 | 0 | 0 | 0 | 644.7805 | 76.5366 | 0 |  | kW | 0 | 35 | Residential |  | Annual | [5 empty] | 18 | 0.78 |  |  |  | 0 | 0.41 | 0 | 0 | 0 | 0 | 0 | 0 | 0 | 0 | 0 | 0 | 2009 Qtr 1: 0; 2009 Qtr 2: 0; 2009 Qtr 3: 0.41; 2009 Qtr 4: 0; 2010 Qtr 1: 0; 2010 Qtr 2: 0; 2010 Qtr 3: 0; 2010 Qtr 4: 0; 2011 Qtr 1: 0; 2011 Qtr 2: 0; 2011 Qtr 3: 0; 2011 Qtr 4: 0 | 0.41
0 | 348004-Faucet Aerator |  | System | Residential | HorizAxisClothesWasher | 0 | 0 |  |  |  | 12.7 | 0 | 0 | 0 | 10.88 | 1.82 | 0 |  | kW | 0 | 6.733 | Residential |  | Annual | [5 empty] | 10 | 0.85 |  |  |  | 0 | 3 | 0 | 0 | 0 | 0 | 0 | 0 | 0 | 0 | 0 | 0 | 2009 Qtr 1: 0; 2009 Qtr 2: 0; 2009 Qtr 3: 3; 2009 Qtr 4: 0; 2010 Qtr 1: 0; 2010 Qtr 2: 0; 2010 Qtr 3: 0; 2010 Qtr 4: 0; 2011 Qtr 1: 0; 2011 Qtr 2: 0; 2011 Qtr 3: 0; 2011 Qtr 4: 0 | 3
0 | 348005-Low Flow Showerheads |  | System | Residential | HorizAxisClothesWasher | 0 | 0 |  |  |  | 37.95 | 0 | 0 | 0 | 33.71 | 4.24 | 0 |  | kW | 0 | 8.978 | Residential |  | Annual | [5 empty] | 10 | 0.7 |  |  |  | 0 | 2 | 0 | 0 | 0 | 0 | 0 | 0 | 0 | 0 | 0 | 0 | 2009 Qtr 1: 0; 2009 Qtr 2: 0; 2009 Qtr 3: 2; 2009 Qtr 4: 0; 2010 Qtr 1: 0; 2010 Qtr 2: 0; 2010 Qtr 3: 0; 2010 Qtr 4: 0; 2011 Qtr 1: 0; 2011 Qtr 2: 0; 2011 Qtr 3: 0; 2011 Qtr 4: 0 | 2
0 | 348003-Pipe Wrap |  | System | Residential | HorizAxisClothesWasher | 0 | 0 |  |  |  | 40 | 0 | 0 | 0 | 33.75 | 6.25 | 0 |  | kW | 0 | 8.978 | Residential |  | Annual | [5 empty] | 11 | 0.85 |  |  |  | 0 | 1 | 0 | 0 | 0 | 0 | 0 | 0 | 0 | 0 | 0 | 0 | 2009 Qtr 1: 0; 2009 Qtr 2: 0; 2009 Qtr 3: 1; 2009 Qtr 4: 0; 2010 Qtr 1: 0; 2010 Qtr 2: 0; 2010 Qtr 3: 0; 2010 Qtr 4: 0; 2011 Qtr 1: 0; 2011 Qtr 2: 0; 2011 Qtr 3: 0; 2011 Qtr 4: 0 | 1
0 | 348002-Duct Test and Seal (Gas Only) |  | System | Residential | AC_Cooling | 0 | 0 |  |  |  | 721.3171 | 0 | 0 | 0 | 644.7805 | 76.5366 | 0 |  | kW | 0 | 35 | Residential |  | Annual | [5 empty] | 18 | 0.78 |  |  |  | 0 | 0.41 | 0 | 0 | 0 | 0 | 0 | 0 | 0 | 0 | 0 | 0 | 2009 Qtr 1: 0; 2009 Qtr 2: 0; 2009 Qtr 3: 0.41; 2009 Qtr 4: 0; 2010 Qtr 1: 0; 2010 Qtr 2: 0; 2010 Qtr 3: 0; 2010 Qtr 4: 0; 2011 Qtr 1: 0; 2011 Qtr 2: 0; 2011 Qtr 3: 0; 2011 Qtr 4: 0 | 0.41
0 | 348003-Pipe Wrap |  | System | Residential | HorizAxisClothesWasher | 0 | 0 |  |  |  | 40 | 0 | 0 | 0 | 33.75 | 6.25 | 0 |  | kW | 0 | 8.978 | Residential |  | Annual | [5 empty] | 11 | 0.85 |  |  |  | 0 | 1 | 0 | 0 | 0 | 0 | 0 | 0 | 0 | 0 | 0 | 0 | 2009 Qtr 1: 0; 2009 Qtr 2: 0; 2009 Qtr 3: 1; 2009 Qtr 4: 0; 2010 Qtr 1: 0; 2010 Qtr 2: 0; 2010 Qtr 3: 0; 2010 Qtr 4: 0; 2011 Qtr 1: 0; 2011 Qtr 2: 0; 2011 Qtr 3: 0; 2011 Qtr 4: 0 | 1
0 | 348002-Duct Test and Seal (Gas Only) |  | System | Residential | AC_Cooling | 0 | 0 |  |  |  | 721.3171 | 0 | 0 | 0 | 644.7805 | 76.5366 | 0 |  | kW | 0 | 35 | Residential |  | Annual | [5 empty] | 18 | 0.78 |  |  |  | 0 | 0.41 | 0 | 0 | 0 | 0 | 0 | 0 | 0 | 0 | 0 | 0 | 2009 Qtr 1: 0; 2009 Qtr 2: 0; 2009 Qtr 3: 0.41; 2009 Qtr 4: 0; 2010 Qtr 1: 0; 2010 Qtr 2: 0; 2010 Qtr 3: 0; 2010 Qtr 4: 0; 2011 Qtr 1: 0; 2011 Qtr 2: 0; 2011 Qtr 3: 0; 2011 Qtr 4: 0 | 0.41
0 | 348004-Faucet Aerator |  | System | Residential | HorizAxisClothesWasher | 0 | 0 |  |  |  | 12.7 | 0 | 0 | 0 | 10.88 | 1.82 | 0 |  | kW | 0 | 6.733 | Residential |  | Annual | [5 empty] | 10 | 0.85 |  |  |  | 0 | 2 | 0 | 0 | 0 | 0 | 0 | 0 | 0 | 0 | 0 | 0 | 2009 Qtr 1: 0; 2009 Qtr 2: 0; 2009 Qtr 3: 2; 2009 Qtr 4: 0; 2010 Qtr 1: 0; 2010 Qtr 2: 0; 2010 Qtr 3: 0; 2010 Qtr 4: 0; 2011 Qtr 1: 0; 2011 Qtr 2: 0; 2011 Qtr 3: 0; 2011 Qtr 4: 0 | 2
0 | 348003-Pipe Wrap |  | System | Residential | HorizAxisClothesWasher | 0 | 0 |  |  |  | 40 | 0 | 0 | 0 | 33.75 | 6.25 | 0 |  | kW | 0 | 8.978 | Residential |  | Annual | [5 empty] | 11 | 0.85 |  |  |  | 0 | 1 | 0 | 0 | 0 | 0 | 0 | 0 | 0 | 0 | 0 | 0 | 2009 Qtr 1: 0; 2009 Qtr 2: 0; 2009 Qtr 3: 1; 2009 Qtr 4: 0; 2010 Qtr 1: 0; 2010 Qtr 2: 0; 2010 Qtr 3: 0; 2010 Qtr 4: 0; 2011 Qtr 1: 0; 2011 Qtr 2: 0; 2011 Qtr 3: 0; 2011 Qtr 4: 0 | 1
0 | 348002-Duct Test and Seal (Gas Only) |  | System | Residential | AC_Cooling | 0 | 0 |  |  |  | 721.3171 | 0 | 0 | 0 | 644.7805 | 76.5366 | 0 |  | kW | 0 | 35 | Residential |  | Annual | [5 empty] | 18 | 0.78 |  |  |  | 0 | 0.41 | 0 | 0 | 0 | 0 | 0 | 0 | 0 | 0 | 0 | 0 | 2009 Qtr 1: 0; 2009 Qtr 2: 0; 2009 Qtr 3: 0.41; 2009 Qtr 4: 0; 2010 Qtr 1: 0; 2010 Qtr 2: 0; 2010 Qtr 3: 0; 2010 Qtr 4: 0; 2011 Qtr 1: 0; 2011 Qtr 2: 0; 2011 Qtr 3: 0; 2011 Qtr 4: 0 | 0.41
0 | 348004-Faucet Aerator |  | System | Residential | HorizAxisClothesWasher | 0 | 0 |  |  |  | 12.7 | 0 | 0 | 0 | 10.88 | 1.82 | 0 |  | kW | 0 | 6.733 | Residential |  | Annual | [5 empty] | 10 | 0.85 |  |  |  | 0 | 2 | 0 | 0 | 0 | 0 | 0 | 0 | 0 | 0 | 0 | 0 | 2009 Qtr 1: 0; 2009 Qtr 2: 0; 2009 Qtr 3: 2; 2009 Qtr 4: 0; 2010 Qtr 1: 0; 2010 Qtr 2: 0; 2010 Qtr 3: 0; 2010 Qtr 4: 0; 2011 Qtr 1: 0; 2011 Qtr 2: 0; 2011 Qtr 3: 0; 2011 Qtr 4: 0 | 2
0 | 348003-Pipe Wrap |  | System | Residential | HorizAxisClothesWasher | 0 | 0 |  |  |  | 40 | 0 | 0 | 0 | 33.75 | 6.25 | 0 |  | kW | 0 | 8.978 | Residential |  | Annual | [5 empty] | 11 | 0.85 |  |  |  | 0 | 1 | 0 | 0 | 0 | 0 | 0 | 0 | 0 | 0 | 0 | 0 | 2009 Qtr 1: 0; 2009 Qtr 2: 0; 2009 Qtr 3: 1; 2009 Qtr 4: 0; 2010 Qtr 1: 0; 2010 Qtr 2: 0; 2010 Qtr 3: 0; 2010 Qtr 4: 0; 2011 Qtr 1: 0; 2011 Qtr 2: 0; 2011 Qtr 3: 0; 2011 Qtr 4: 0 | 1
0 | 348002-Duct Test and Seal (Gas Only) |  | System | Residential | AC_Cooling | 0 | 0 |  |  |  | 721.3171 | 0 | 0 | 0 | 644.7805 | 76.5366 | 0 |  | kW | 0 | 35 | Residential |  | Annual | [5 empty] | 18 | 0.78 |  |  |  | 0 | 0.41 | 0 | 0 | 0 | 0 | 0 | 0 | 0 | 0 | 0 | 0 | 2009 Qtr 1: 0; 2009 Qtr 2: 0; 2009 Qtr 3: 0.41; 2009 Qtr 4: 0; 2010 Qtr 1: 0; 2010 Qtr 2: 0; 2010 Qtr 3: 0; 2010 Qtr 4: 0; 2011 Qtr 1: 0; 2011 Qtr 2: 0; 2011 Qtr 3: 0; 2011 Qtr 4: 0 | 0.41
0 | 348004-Faucet Aerator |  | System | Residential | HorizAxisClothesWasher | 0 | 0 |  |  |  | 12.7 | 0 | 0 | 0 | 10.88 | 1.82 | 0 |  | kW | 0 | 6.733 | Residential |  | Annual | [5 empty] | 10 | 0.85 |  |  |  | 0 | 2 | 0 | 0 | 0 | 0 | 0 | 0 | 0 | 0 | 0 | 0 | 2009 Qtr 1: 0; 2009 Qtr 2: 0; 2009 Qtr 3: 2; 2009 Qtr 4: 0; 2010 Qtr 1: 0; 2010 Qtr 2: 0; 2010 Qtr 3: 0; 2010 Qtr 4: 0; 2011 Qtr 1: 0; 2011 Qtr 2: 0; 2011 Qtr 3: 0; 2011 Qtr 4: 0 | 2
0 | 348005-Low Flow Showerheads |  | System | Residential | HorizAxisClothesWasher | 0 | 0 |  |  |  | 37.95 | 0 | 0 | 0 | 33.71 | 4.24 | 0 |  | kW | 0 | 8.978 | Residential |  | Annual | [5 empty] | 10 | 0.7 |  |  |  | 0 | 1 | 0 | 0 | 0 | 0 | 0 | 0 | 0 | 0 | 0 | 0 | 2009 Qtr 1: 0; 2009 Qtr 2: 0; 2009 Qtr 3: 1; 2009 Qtr 4: 0; 2010 Qtr 1: 0; 2010 Qtr 2: 0; 2010 Qtr 3: 0; 2010 Qtr 4: 0; 2011 Qtr 1: 0; 2011 Qtr 2: 0; 2011 Qtr 3: 0; 2011 Qtr 4: 0 | 1
0 | 348003-Pipe Wrap |  | System | Residential | HorizAxisClothesWasher | 0 | 0 |  |  |  | 40 | 0 | 0 | 0 | 33.75 | 6.25 | 0 |  | kW | 0 | 8.978 | Residential |  | Annual | [5 empty] | 11 | 0.85 |  |  |  | 0 | 1 | 0 | 0 | 0 | 0 | 0 | 0 | 0 | 0 | 0 | 0 | 2009 Qtr 1: 0; 2009 Qtr 2: 0; 2009 Qtr 3: 1; 2009 Qtr 4: 0; 2010 Qtr 1: 0; 2010 Qtr 2: 0; 2010 Qtr 3: 0; 2010 Qtr 4: 0; 2011 Qtr 1: 0; 2011 Qtr 2: 0; 2011 Qtr 3: 0; 2011 Qtr 4: 0 | 1
0 | 348002-Duct Test and Seal (Gas Only) |  | System | Residential | AC_Cooling | 0 | 0 |  |  |  | 721.3171 | 0 | 0 | 0 | 644.7805 | 76.5366 | 0 |  | kW | 0 | 35 | Residential |  | Annual | [5 empty] | 18 | 0.78 |  |  |  | 0 | 0.41 | 0 | 0 | 0 | 0 | 0 | 0 | 0 | 0 | 0 | 0 | 2009 Qtr 1: 0; 2009 Qtr 2: 0; 2009 Qtr 3: 0.41; 2009 Qtr 4: 0; 2010 Qtr 1: 0; 2010 Qtr 2: 0; 2010 Qtr 3: 0; 2010 Qtr 4: 0; 2011 Qtr 1: 0; 2011 Qtr 2: 0; 2011 Qtr 3: 0; 2011 Qtr 4: 0 | 0.41
0 | 348004-Faucet Aerator |  | System | Residential | HorizAxisClothesWasher | 0 | 0 |  |  |  | 12.7 | 0 | 0 | 0 | 10.88 | 1.82 | 0 |  | kW | 0 | 6.733 | Residential |  | Annual | [5 empty] | 10 | 0.85 |  |  |  | 0 | 2 | 0 | 0 | 0 | 0 | 0 | 0 | 0 | 0 | 0 | 0 | 2009 Qtr 1: 0; 2009 Qtr 2: 0; 2009 Qtr 3: 2; 2009 Qtr 4: 0; 2010 Qtr 1: 0; 2010 Qtr 2: 0; 2010 Qtr 3: 0; 2010 Qtr 4: 0; 2011 Qtr 1: 0; 2011 Qtr 2: 0; 2011 Qtr 3: 0; 2011 Qtr 4: 0 | 2
0 | 348005-Low Flow Showerheads |  | System | Residential | HorizAxisClothesWasher | 0 | 0 |  |  |  | 37.95 | 0 | 0 | 0 | 33.71 | 4.24 | 0 |  | kW | 0 | 8.978 | Residential |  | Annual | [5 empty] | 10 | 0.7 |  |  |  | 0 | 1 | 0 | 0 | 0 | 0 | 0 | 0 | 0 | 0 | 0 | 0 | 2009 Qtr 1: 0; 2009 Qtr 2: 0; 2009 Qtr 3: 1; 2009 Qtr 4: 0; 2010 Qtr 1: 0; 2010 Qtr 2: 0; 2010 Qtr 3: 0; 2010 Qtr 4: 0; 2011 Qtr 1: 0; 2011 Qtr 2: 0; 2011 Qtr 3: 0; 2011 Qtr 4: 0 | 1
0 | 348003-Pipe Wrap |  | System | Residential | HorizAxisClothesWasher | 0 | 0 |  |  |  | 40 | 0 | 0 | 0 | 33.75 | 6.25 | 0 |  | kW | 0 | 8.978 | Residential |  | Annual | [5 empty] | 11 | 0.85 |  |  |  | 0 | 1 | 0 | 0 | 0 | 0 | 0 | 0 | 0 | 0 | 0 | 0 | 2009 Qtr 1: 0; 2009 Qtr 2: 0; 2009 Qtr 3: 1; 2009 Qtr 4: 0; 2010 Qtr 1: 0; 2010 Qtr 2: 0; 2010 Qtr 3: 0; 2010 Qtr 4: 0; 2011 Qtr 1: 0; 2011 Qtr 2: 0; 2011 Qtr 3: 0; 2011 Qtr 4: 0 | 1
0 | 348002-Duct Test and Seal (Gas Only) |  | System | Residential | AC_Cooling | 0 | 0 |  |  |  | 721.3171 | 0 | 0 | 0 | 644.7805 | 76.5366 | 0 |  | kW | 0 | 35 | Residential |  | Annual | [5 empty] | 18 | 0.78 |  |  |  | 0 | 0.41 | 0 | 0 | 0 | 0 | 0 | 0 | 0 | 0 | 0 | 0 | 2009 Qtr 1: 0; 2009 Qtr 2: 0; 2009 Qtr 3: 0.41; 2009 Qtr 4: 0; 2010 Qtr 1: 0; 2010 Qtr 2: 0; 2010 Qtr 3: 0; 2010 Qtr 4: 0; 2011 Qtr 1: 0; 2011 Qtr 2: 0; 2011 Qtr 3: 0; 2011 Qtr 4: 0 | 0.41
0 | 348004-Faucet Aerator |  | System | Residential | HorizAxisClothesWasher | 0 | 0 |  |  |  | 12.7 | 0 | 0 | 0 | 10.88 | 1.82 | 0 |  | kW | 0 | 6.733 | Residential |  | Annual | [5 empty] | 10 | 0.85 |  |  |  | 0 | 3 | 0 | 0 | 0 | 0 | 0 | 0 | 0 | 0 | 0 | 0 | 2009 Qtr 1: 0; 2009 Qtr 2: 0; 2009 Qtr 3: 3; 2009 Qtr 4: 0; 2010 Qtr 1: 0; 2010 Qtr 2: 0; 2010 Qtr 3: 0; 2010 Qtr 4: 0; 2011 Qtr 1: 0; 2011 Qtr 2: 0; 2011 Qtr 3: 0; 2011 Qtr 4: 0 | 3
0 | 348005-Low Flow Showerheads |  | System | Residential | HorizAxisClothesWasher | 0 | 0 |  |  |  | 37.95 | 0 | 0 | 0 | 33.71 | 4.24 | 0 |  | kW | 0 | 8.978 | Residential |  | Annual | [5 empty] | 10 | 0.7 |  |  |  | 0 | 1 | 0 | 0 | 0 | 0 | 0 | 0 | 0 | 0 | 0 | 0 | 2009 Qtr 1: 0; 2009 Qtr 2: 0; 2009 Qtr 3: 1; 2009 Qtr 4: 0; 2010 Qtr 1: 0; 2010 Qtr 2: 0; 2010 Qtr 3: 0; 2010 Qtr 4: 0; 2011 Qtr 1: 0; 2011 Qtr 2: 0; 2011 Qtr 3: 0; 2011 Qtr 4: 0 | 1
0 | 348003-Pipe Wrap |  | System | Residential | HorizAxisClothesWasher | 0 | 0 |  |  |  | 40 | 0 | 0 | 0 | 33.75 | 6.25 | 0 |  | kW | 0 | 8.978 | Residential |  | Annual | [5 empty] | 11 | 0.85 |  |  |  | 0 | 1 | 0 | 0 | 0 | 0 | 0 | 0 | 0 | 0 | 0 | 0 | 2009 Qtr 1: 0; 2009 Qtr 2: 0; 2009 Qtr 3: 1; 2009 Qtr 4: 0; 2010 Qtr 1: 0; 2010 Qtr 2: 0; 2010 Qtr 3: 0; 2010 Qtr 4: 0; 2011 Qtr 1: 0; 2011 Qtr 2: 0; 2011 Qtr 3: 0; 2011 Qtr 4: 0 | 1
0 | 348004-Faucet Aerator |  | System | Residential | HorizAxisClothesWasher | 0 | 0 |  |  |  | 12.7 | 0 | 0 | 0 | 10.88 | 1.82 | 0 |  | kW | 0 | 6.733 | Residential |  | Annual | [5 empty] | 10 | 0.85 |  |  |  | 0 | 2 | 0 | 0 | 0 | 0 | 0 | 0 | 0 | 0 | 0 | 0 | 2009 Qtr 1: 0; 2009 Qtr 2: 0; 2009 Qtr 3: 2; 2009 Qtr 4: 0; 2010 Qtr 1: 0; 2010 Qtr 2: 0; 2010 Qtr 3: 0; 2010 Qtr 4: 0; 2011 Qtr 1: 0; 2011 Qtr 2: 0; 2011 Qtr 3: 0; 2011 Qtr 4: 0 | 2
0 | 348005-Low Flow Showerheads |  | System | Residential | HorizAxisClothesWasher | 0 | 0 |  |  |  | 37.95 | 0 | 0 | 0 | 33.71 | 4.24 | 0 |  | kW | 0 | 8.978 | Residential |  | Annual | [5 empty] | 10 | 0.7 |  |  |  | 0 | 1 | 0 | 0 | 0 | 0 | 0 | 0 | 0 | 0 | 0 | 0 | 2009 Qtr 1: 0; 2009 Qtr 2: 0; 2009 Qtr 3: 1; 2009 Qtr 4: 0; 2010 Qtr 1: 0; 2010 Qtr 2: 0; 2010 Qtr 3: 0; 2010 Qtr 4: 0; 2011 Qtr 1: 0; 2011 Qtr 2: 0; 2011 Qtr 3: 0; 2011 Qtr 4: 0 | 1
0 | 348002-Duct Test and Seal (Gas Only) |  | System | Residential | AC_Cooling | 0 | 0 |  |  |  | 721.3171 | 0 | 0 | 0 | 644.7805 | 76.5366 | 0 |  | kW | 0 | 35 | Residential |  | Annual | [5 empty] | 18 | 0.78 |  |  |  | 0 | 0.41 | 0 | 0 | 0 | 0 | 0 | 0 | 0 | 0 | 0 | 0 | 2009 Qtr 1: 0; 2009 Qtr 2: 0; 2009 Qtr 3: 0.41; 2009 Qtr 4: 0; 2010 Qtr 1: 0; 2010 Qtr 2: 0; 2010 Qtr 3: 0; 2010 Qtr 4: 0; 2011 Qtr 1: 0; 2011 Qtr 2: 0; 2011 Qtr 3: 0; 2011 Qtr 4: 0 | 0.41
0 | 348004-Faucet Aerator |  | System | Residential | HorizAxisClothesWasher | 0 | 0 |  |  |  | 12.7 | 0 | 0 | 0 | 10.88 | 1.82 | 0 |  | kW | 0 | 6.733 | Residential |  | Annual | [5 empty] | 10 | 0.85 |  |  |  | 0 | 2 | 0 | 0 | 0 | 0 | 0 | 0 | 0 | 0 | 0 | 0 | 2009 Qtr 1: 0; 2009 Qtr 2: 0; 2009 Qtr 3: 2; 2009 Qtr 4: 0; 2010 Qtr 1: 0; 2010 Qtr 2: 0; 2010 Qtr 3: 0; 2010 Qtr 4: 0; 2011 Qtr 1: 0; 2011 Qtr 2: 0; 2011 Qtr 3: 0; 2011 Qtr 4: 0 | 2
0 | 348005-Low Flow Showerheads |  | System | Residential | HorizAxisClothesWasher | 0 | 0 |  |  |  | 37.95 | 0 | 0 | 0 | 33.71 | 4.24 | 0 |  | kW | 0 | 8.978 | Residential |  | Annual | [5 empty] | 10 | 0.7 |  |  |  | 0 | 1 | 0 | 0 | 0 | 0 | 0 | 0 | 0 | 0 | 0 | 0 | 2009 Qtr 1: 0; 2009 Qtr 2: 0; 2009 Qtr 3: 1; 2009 Qtr 4: 0; 2010 Qtr 1: 0; 2010 Qtr 2: 0; 2010 Qtr 3: 0; 2010 Qtr 4: 0; 2011 Qtr 1: 0; 2011 Qtr 2: 0; 2011 Qtr 3: 0; 2011 Qtr 4: 0 | 1
0 | 348002-Duct Test and Seal (Gas Only) |  | System | Residential | AC_Cooling | 0 | 0 |  |  |  | 721.3171 | 0 | 0 | 0 | 644.7805 | 76.5366 | 0 |  | kW | 0 | 35 | Residential |  | Annual | [5 empty] | 18 | 0.78 |  |  |  | 0 | 0.41 | 0 | 0 | 0 | 0 | 0 | 0 | 0 | 0 | 0 | 0 | 2009 Qtr 1: 0; 2009 Qtr 2: 0; 2009 Qtr 3: 0.41; 2009 Qtr 4: 0; 2010 Qtr 1: 0; 2010 Qtr 2: 0; 2010 Qtr 3: 0; 2010 Qtr 4: 0; 2011 Qtr 1: 0; 2011 Qtr 2: 0; 2011 Qtr 3: 0; 2011 Qtr 4: 0 | 0.41
0 | 348004-Faucet Aerator |  | System | Residential | HorizAxisClothesWasher | 0 | 0 |  |  |  | 12.7 | 0 | 0 | 0 | 10.88 | 1.82 | 0 |  | kW | 0 | 6.733 | Residential |  | Annual | [5 empty] | 10 | 0.85 |  |  |  | 0 | 2 | 0 | 0 | 0 | 0 | 0 | 0 | 0 | 0 | 0 | 0 | 2009 Qtr 1: 0; 2009 Qtr 2: 0; 2009 Qtr 3: 2; 2009 Qtr 4: 0; 2010 Qtr 1: 0; 2010 Qtr 2: 0; 2010 Qtr 3: 0; 2010 Qtr 4: 0; 2011 Qtr 1: 0; 2011 Qtr 2: 0; 2011 Qtr 3: 0; 2011 Qtr 4: 0 | 2
0 | 348005-Low Flow Showerheads |  | System | Residential | HorizAxisClothesWasher | 0 | 0 |  |  |  | 37.95 | 0 | 0 | 0 | 33.71 | 4.24 | 0 |  | kW | 0 | 8.978 | Residential |  | Annual | [5 empty] | 10 | 0.7 |  |  |  | 0 | 1 | 0 | 0 | 0 | 0 | 0 | 0 | 0 | 0 | 0 | 0 | 2009 Qtr 1: 0; 2009 Qtr 2: 0; 2009 Qtr 3: 1; 2009 Qtr 4: 0; 2010 Qtr 1: 0; 2010 Qtr 2: 0; 2010 Qtr 3: 0; 2010 Qtr 4: 0; 2011 Qtr 1: 0; 2011 Qtr 2: 0; 2011 Qtr 3: 0; 2011 Qtr 4: 0 | 1
0 | 348002-Duct Test and Seal (Gas Only) |  | System | Residential | AC_Cooling | 0 | 0 |  |  |  | 721.3171 | 0 | 0 | 0 | 644.7805 | 76.5366 | 0 |  | kW | 0 | 35 | Residential |  | Annual | [5 empty] | 18 | 0.78 |  |  |  | 0 | 0.41 | 0 | 0 | 0 | 0 | 0 | 0 | 0 | 0 | 0 | 0 | 2009 Qtr 1: 0; 2009 Qtr 2: 0; 2009 Qtr 3: 0.41; 2009 Qtr 4: 0; 2010 Qtr 1: 0; 2010 Qtr 2: 0; 2010 Qtr 3: 0; 2010 Qtr 4: 0; 2011 Qtr 1: 0; 2011 Qtr 2: 0; 2011 Qtr 3: 0; 2011 Qtr 4: 0 | 0.41
0 | 348004-Faucet Aerator |  | System | Residential | HorizAxisClothesWasher | 0 | 0 |  |  |  | 12.7 | 0 | 0 | 0 | 10.88 | 1.82 | 0 |  | kW | 0 | 6.733 | Residential |  | Annual | [5 empty] | 10 | 0.85 |  |  |  | 0 | 2 | 0 | 0 | 0 | 0 | 0 | 0 | 0 | 0 | 0 | 0 | 2009 Qtr 1: 0; 2009 Qtr 2: 0; 2009 Qtr 3: 2; 2009 Qtr 4: 0; 2010 Qtr 1: 0; 2010 Qtr 2: 0; 2010 Qtr 3: 0; 2010 Qtr 4: 0; 2011 Qtr 1: 0; 2011 Qtr 2: 0; 2011 Qtr 3: 0; 2011 Qtr 4: 0 | 2
0 | 348005-Low Flow Showerheads |  | System | Residential | HorizAxisClothesWasher | 0 | 0 |  |  |  | 37.95 | 0 | 0 | 0 | 33.71 | 4.24 | 0 |  | kW | 0 | 8.978 | Residential |  | Annual | [5 empty] | 10 | 0.7 |  |  |  | 0 | 2 | 0 | 0 | 0 | 0 | 0 | 0 | 0 | 0 | 0 | 0 | 2009 Qtr 1: 0; 2009 Qtr 2: 0; 2009 Qtr 3: 2; 2009 Qtr 4: 0; 2010 Qtr 1: 0; 2010 Qtr 2: 0; 2010 Qtr 3: 0; 2010 Qtr 4: 0; 2011 Qtr 1: 0; 2011 Qtr 2: 0; 2011 Qtr 3: 0; 2011 Qtr 4: 0 | 2
0 | 348003-Pipe Wrap |  | System | Residential | HorizAxisClothesWasher | 0 | 0 |  |  |  | 40 | 0 | 0 | 0 | 33.75 | 6.25 | 0 |  | kW | 0 | 8.978 | Residential |  | Annual | [5 empty] | 11 | 0.85 |  |  |  | 0 | 1 | 0 | 0 | 0 | 0 | 0 | 0 | 0 | 0 | 0 | 0 | 2009 Qtr 1: 0; 2009 Qtr 2: 0; 2009 Qtr 3: 1; 2009 Qtr 4: 0; 2010 Qtr 1: 0; 2010 Qtr 2: 0; 2010 Qtr 3: 0; 2010 Qtr 4: 0; 2011 Qtr 1: 0; 2011 Qtr 2: 0; 2011 Qtr 3: 0; 2011 Qtr 4: 0 | 1
0 | 348002-Duct Test and Seal (Gas Only) |  | System | Residential | AC_Cooling | 0 | 0 |  |  |  | 721.3171 | 0 | 0 | 0 | 644.7805 | 76.5366 | 0 |  | kW | 0 | 35 | Residential |  | Annual | [5 empty] | 18 | 0.78 |  |  |  | 0 | 0.41 | 0 | 0 | 0 | 0 | 0 | 0 | 0 | 0 | 0 | 0 | 2009 Qtr 1: 0; 2009 Qtr 2: 0; 2009 Qtr 3: 0.41; 2009 Qtr 4: 0; 2010 Qtr 1: 0; 2010 Qtr 2: 0; 2010 Qtr 3: 0; 2010 Qtr 4: 0; 2011 Qtr 1: 0; 2011 Qtr 2: 0; 2011 Qtr 3: 0; 2011 Qtr 4: 0 | 0.41
0 | 348003-Pipe Wrap |  | System | Residential | HorizAxisClothesWasher | 0 | 0 |  |  |  | 40 | 0 | 0 | 0 | 33.75 | 6.25 | 0 |  | kW | 0 | 8.978 | Residential |  | Annual | [5 empty] | 11 | 0.85 |  |  |  | 0 | 1 | 0 | 0 | 0 | 0 | 0 | 0 | 0 | 0 | 0 | 0 | 2009 Qtr 1: 0; 2009 Qtr 2: 0; 2009 Qtr 3: 1; 2009 Qtr 4: 0; 2010 Qtr 1: 0; 2010 Qtr 2: 0; 2010 Qtr 3: 0; 2010 Qtr 4: 0; 2011 Qtr 1: 0; 2011 Qtr 2: 0; 2011 Qtr 3: 0; 2011 Qtr 4: 0 | 1
0 | 348002-Duct Test and Seal (Gas Only) |  | System | Residential | AC_Cooling | 0 | 0 |  |  |  | 721.3171 | 0 | 0 | 0 | 644.7805 | 76.5366 | 0 |  | kW | 0 | 35 | Residential |  | Annual | [5 empty] | 18 | 0.78 |  |  |  | 0 | 0.41 | 0 | 0 | 0 | 0 | 0 | 0 | 0 | 0 | 0 | 0 | 2009 Qtr 1: 0; 2009 Qtr 2: 0; 2009 Qtr 3: 0.41; 2009 Qtr 4: 0; 2010 Qtr 1: 0; 2010 Qtr 2: 0; 2010 Qtr 3: 0; 2010 Qtr 4: 0; 2011 Qtr 1: 0; 2011 Qtr 2: 0; 2011 Qtr 3: 0; 2011 Qtr 4: 0 | 0.41
0 | 348005-Low Flow Showerheads |  | System | Residential | HorizAxisClothesWasher | 0 | 0 |  |  |  | 37.95 | 0 | 0 | 0 | 33.71 | 4.24 | 0 |  | kW | 0 | 8.978 | Residential |  | Annual | [5 empty] | 10 | 0.7 |  |  |  | 0 | 2 | 0 | 0 | 0 | 0 | 0 | 0 | 0 | 0 | 0 | 0 | 2009 Qtr 1: 0; 2009 Qtr 2: 0; 2009 Qtr 3: 2; 2009 Qtr 4: 0; 2010 Qtr 1: 0; 2010 Qtr 2: 0; 2010 Qtr 3: 0; 2010 Qtr 4: 0; 2011 Qtr 1: 0; 2011 Qtr 2: 0; 2011 Qtr 3: 0; 2011 Qtr 4: 0 | 2
0 | 348003-Pipe Wrap |  | System | Residential | HorizAxisClothesWasher | 0 | 0 |  |  |  | 40 | 0 | 0 | 0 | 33.75 | 6.25 | 0 |  | kW | 0 | 8.978 | Residential |  | Annual | [5 empty] | 11 | 0.85 |  |  |  | 0 | 1 | 0 | 0 | 0 | 0 | 0 | 0 | 0 | 0 | 0 | 0 | 2009 Qtr 1: 0; 2009 Qtr 2: 0; 2009 Qtr 3: 1; 2009 Qtr 4: 0; 2010 Qtr 1: 0; 2010 Qtr 2: 0; 2010 Qtr 3: 0; 2010 Qtr 4: 0; 2011 Qtr 1: 0; 2011 Qtr 2: 0; 2011 Qtr 3: 0; 2011 Qtr 4: 0 | 1
0 | 348004-Faucet Aerator |  | System | Residential | HorizAxisClothesWasher | 0 | 0 |  |  |  | 12.7 | 0 | 0 | 0 | 10.88 | 1.82 | 0 |  | kW | 0 | 6.733 | Residential |  | Annual | [5 empty] | 10 | 0.85 |  |  |  | 0 | 1 | 0 | 0 | 0 | 0 | 0 | 0 | 0 | 0 | 0 | 0 | 2009 Qtr 1: 0; 2009 Qtr 2: 0; 2009 Qtr 3: 1; 2009 Qtr 4: 0; 2010 Qtr 1: 0; 2010 Qtr 2: 0; 2010 Qtr 3: 0; 2010 Qtr 4: 0; 2011 Qtr 1: 0; 2011 Qtr 2: 0; 2011 Qtr 3: 0; 2011 Qtr 4: 0 | 1
0 | 348005-Low Flow Showerheads |  | System | Residential | HorizAxisClothesWasher | 0 | 0 |  |  |  | 37.95 | 0 | 0 | 0 | 33.71 | 4.24 | 0 |  | kW | 0 | 8.978 | Residential |  | Annual | [5 empty] | 10 | 0.7 |  |  |  | 0 | 1 | 0 | 0 | 0 | 0 | 0 | 0 | 0 | 0 | 0 | 0 | 2009 Qtr 1: 0; 2009 Qtr 2: 0; 2009 Qtr 3: 1; 2009 Qtr 4: 0; 2010 Qtr 1: 0; 2010 Qtr 2: 0; 2010 Qtr 3: 0; 2010 Qtr 4: 0; 2011 Qtr 1: 0; 2011 Qtr 2: 0; 2011 Qtr 3: 0; 2011 Qtr 4: 0 | 1
0 | 348002-Duct Test and Seal (Gas Only) |  | System | Residential | AC_Cooling | 0 | 0 |  |  |  | 721.3171 | 0 | 0 | 0 | 644.7805 | 76.5366 | 0 |  | kW | 0 | 35 | Residential |  | Annual | [5 empty] | 18 | 0.78 |  |  |  | 0 | 0.41 | 0 | 0 | 0 | 0 | 0 | 0 | 0 | 0 | 0 | 0 | 2009 Qtr 1: 0; 2009 Qtr 2: 0; 2009 Qtr 3: 0.41; 2009 Qtr 4: 0; 2010 Qtr 1: 0; 2010 Qtr 2: 0; 2010 Qtr 3: 0; 2010 Qtr 4: 0; 2011 Qtr 1: 0; 2011 Qtr 2: 0; 2011 Qtr 3: 0; 2011 Qtr 4: 0 | 0.41
0 | 348004-Faucet Aerator |  | System | Residential | HorizAxisClothesWasher | 0 | 0 |  |  |  | 12.7 | 0 | 0 | 0 | 10.88 | 1.82 | 0 |  | kW | 0 | 6.733 | Residential |  | Annual | [5 empty] | 10 | 0.85 |  |  |  | 0 | 2 | 0 | 0 | 0 | 0 | 0 | 0 | 0 | 0 | 0 | 0 | 2009 Qtr 1: 0; 2009 Qtr 2: 0; 2009 Qtr 3: 2; 2009 Qtr 4: 0; 2010 Qtr 1: 0; 2010 Qtr 2: 0; 2010 Qtr 3: 0; 2010 Qtr 4: 0; 2011 Qtr 1: 0; 2011 Qtr 2: 0; 2011 Qtr 3: 0; 2011 Qtr 4: 0 | 2
0 | 348002-Duct Test and Seal (Gas Only) |  | System | Residential | AC_Cooling | 0 | 0 |  |  |  | 721.3171 | 0 | 0 | 0 | 644.7805 | 76.5366 | 0 |  | kW | 0 | 35 | Residential |  | Annual | [5 empty] | 18 | 0.78 |  |  |  | 0 | 0.41 | 0 | 0 | 0 | 0 | 0 | 0 | 0 | 0 | 0 | 0 | 2009 Qtr 1: 0; 2009 Qtr 2: 0; 2009 Qtr 3: 0.41; 2009 Qtr 4: 0; 2010 Qtr 1: 0; 2010 Qtr 2: 0; 2010 Qtr 3: 0; 2010 Qtr 4: 0; 2011 Qtr 1: 0; 2011 Qtr 2: 0; 2011 Qtr 3: 0; 2011 Qtr 4: 0 | 0.41
0 | 348004-Faucet Aerator |  | System | Residential | HorizAxisClothesWasher | 0 | 0 |  |  |  | 12.7 | 0 | 0 | 0 | 10.88 | 1.82 | 0 |  | kW | 0 | 6.733 | Residential |  | Annual | [5 empty] | 10 | 0.85 |  |  |  | 0 | 2 | 0 | 0 | 0 | 0 | 0 | 0 | 0 | 0 | 0 | 0 | 2009 Qtr 1: 0; 2009 Qtr 2: 0; 2009 Qtr 3: 2; 2009 Qtr 4: 0; 2010 Qtr 1: 0; 2010 Qtr 2: 0; 2010 Qtr 3: 0; 2010 Qtr 4: 0; 2011 Qtr 1: 0; 2011 Qtr 2: 0; 2011 Qtr 3: 0; 2011 Qtr 4: 0 | 2
0 | 348005-Low Flow Showerheads |  | System | Residential | HorizAxisClothesWasher | 0 | 0 |  |  |  | 37.95 | 0 | 0 | 0 | 33.71 | 4.24 | 0 |  | kW | 0 | 8.978 | Residential |  | Annual | [5 empty] | 10 | 0.7 |  |  |  | 0 | 1 | 0 | 0 | 0 | 0 | 0 | 0 | 0 | 0 | 0 | 0 | 2009 Qtr 1: 0; 2009 Qtr 2: 0; 2009 Qtr 3: 1; 2009 Qtr 4: 0; 2010 Qtr 1: 0; 2010 Qtr 2: 0; 2010 Qtr 3: 0; 2010 Qtr 4: 0; 2011 Qtr 1: 0; 2011 Qtr 2: 0; 2011 Qtr 3: 0; 2011 Qtr 4: 0 | 1
0 | 348003-Pipe Wrap |  | System | Residential | HorizAxisClothesWasher | 0 | 0 |  |  |  | 40 | 0 | 0 | 0 | 33.75 | 6.25 | 0 |  | kW | 0 | 8.978 | Residential |  | Annual | [5 empty] | 11 | 0.85 |  |  |  | 0 | 1 | 0 | 0 | 0 | 0 | 0 | 0 | 0 | 0 | 0 | 0 | 2009 Qtr 1: 0; 2009 Qtr 2: 0; 2009 Qtr 3: 1; 2009 Qtr 4: 0; 2010 Qtr 1: 0; 2010 Qtr 2: 0; 2010 Qtr 3: 0; 2010 Qtr 4: 0; 2011 Qtr 1: 0; 2011 Qtr 2: 0; 2011 Qtr 3: 0; 2011 Qtr 4: 0 | 1
0 | 348004-Faucet Aerator |  | System | Residential | HorizAxisClothesWasher | 0 | 0 |  |  |  | 12.7 | 0 | 0 | 0 | 10.88 | 1.82 | 0 |  | kW | 0 | 6.733 | Residential |  | Annual | [5 empty] | 10 | 0.85 |  |  |  | 0 | 2 | 0 | 0 | 0 | 0 | 0 | 0 | 0 | 0 | 0 | 0 | 2009 Qtr 1: 0; 2009 Qtr 2: 0; 2009 Qtr 3: 2; 2009 Qtr 4: 0; 2010 Qtr 1: 0; 2010 Qtr 2: 0; 2010 Qtr 3: 0; 2010 Qtr 4: 0; 2011 Qtr 1: 0; 2011 Qtr 2: 0; 2011 Qtr 3: 0; 2011 Qtr 4: 0 | 2
0 | 348005-Low Flow Showerheads |  | System | Residential | HorizAxisClothesWasher | 0 | 0 |  |  |  | 37.95 | 0 | 0 | 0 | 33.71 | 4.24 | 0 |  | kW | 0 | 8.978 | Residential |  | Annual | [5 empty] | 10 | 0.7 |  |  |  | 0 | 1 | 0 | 0 | 0 | 0 | 0 | 0 | 0 | 0 | 0 | 0 | 2009 Qtr 1: 0; 2009 Qtr 2: 0; 2009 Qtr 3: 1; 2009 Qtr 4: 0; 2010 Qtr 1: 0; 2010 Qtr 2: 0; 2010 Qtr 3: 0; 2010 Qtr 4: 0; 2011 Qtr 1: 0; 2011 Qtr 2: 0; 2011 Qtr 3: 0; 2011 Qtr 4: 0 | 1
0 | 348002-Duct Test and Seal (Gas Only) |  | System | Residential | AC_Cooling | 0 | 0 |  |  |  | 721.3171 | 0 | 0 | 0 | 644.7805 | 76.5366 | 0 |  | kW | 0 | 35 | Residential |  | Annual | [5 empty] | 18 | 0.78 |  |  |  | 0 | 0.41 | 0 | 0 | 0 | 0 | 0 | 0 | 0 | 0 | 0 | 0 | 2009 Qtr 1: 0; 2009 Qtr 2: 0; 2009 Qtr 3: 0.41; 2009 Qtr 4: 0; 2010 Qtr 1: 0; 2010 Qtr 2: 0; 2010 Qtr 3: 0; 2010 Qtr 4: 0; 2011 Qtr 1: 0; 2011 Qtr 2: 0; 2011 Qtr 3: 0; 2011 Qtr 4: 0 | 0.41
0 | 348004-Faucet Aerator |  | System | Residential | HorizAxisClothesWasher | 0 | 0 |  |  |  | 12.7 | 0 | 0 | 0 | 10.88 | 1.82 | 0 |  | kW | 0 | 6.733 | Residential |  | Annual | [5 empty] | 10 | 0.85 |  |  |  | 0 | 1 | 0 | 0 | 0 | 0 | 0 | 0 | 0 | 0 | 0 | 0 | 2009 Qtr 1: 0; 2009 Qtr 2: 0; 2009 Qtr 3: 1; 2009 Qtr 4: 0; 2010 Qtr 1: 0; 2010 Qtr 2: 0; 2010 Qtr 3: 0; 2010 Qtr 4: 0; 2011 Qtr 1: 0; 2011 Qtr 2: 0; 2011 Qtr 3: 0; 2011 Qtr 4: 0 | 1
0 | 348003-Pipe Wrap |  | System | Residential | HorizAxisClothesWasher | 0 | 0 |  |  |  | 40 | 0 | 0 | 0 | 33.75 | 6.25 | 0 |  | kW | 0 | 8.978 | Residential |  | Annual | [5 empty] | 11 | 0.85 |  |  |  | 0 | 1 | 0 | 0 | 0 | 0 | 0 | 0 | 0 | 0 | 0 | 0 | 2009 Qtr 1: 0; 2009 Qtr 2: 0; 2009 Qtr 3: 1; 2009 Qtr 4: 0; 2010 Qtr 1: 0; 2010 Qtr 2: 0; 2010 Qtr 3: 0; 2010 Qtr 4: 0; 2011 Qtr 1: 0; 2011 Qtr 2: 0; 2011 Qtr 3: 0; 2011 Qtr 4: 0 | 1
0 | 348002-Duct Test and Seal (Gas Only) |  | System | Residential | AC_Cooling | 0 | 0 |  |  |  | 721.3171 | 0 | 0 | 0 | 644.7805 | 76.5366 | 0 |  | kW | 0 | 35 | Residential |  | Annual | [5 empty] | 18 | 0.78 |  |  |  | 0 | 0.41 | 0 | 0 | 0 | 0 | 0 | 0 | 0 | 0 | 0 | 0 | 2009 Qtr 1: 0; 2009 Qtr 2: 0; 2009 Qtr 3: 0.41; 2009 Qtr 4: 0; 2010 Qtr 1: 0; 2010 Qtr 2: 0; 2010 Qtr 3: 0; 2010 Qtr 4: 0; 2011 Qtr 1: 0; 2011 Qtr 2: 0; 2011 Qtr 3: 0; 2011 Qtr 4: 0 | 0.41
0 | 348004-Faucet Aerator |  | System | Residential | HorizAxisClothesWasher | 0 | 0 |  |  |  | 12.7 | 0 | 0 | 0 | 10.88 | 1.82 | 0 |  | kW | 0 | 6.733 | Residential |  | Annual | [5 empty] | 10 | 0.85 |  |  |  | 0 | 2 | 0 | 0 | 0 | 0 | 0 | 0 | 0 | 0 | 0 | 0 | 2009 Qtr 1: 0; 2009 Qtr 2: 0; 2009 Qtr 3: 2; 2009 Qtr 4: 0; 2010 Qtr 1: 0; 2010 Qtr 2: 0; 2010 Qtr 3: 0; 2010 Qtr 4: 0; 2011 Qtr 1: 0; 2011 Qtr 2: 0; 2011 Qtr 3: 0; 2011 Qtr 4: 0 | 2
0 | 348005-Low Flow Showerheads |  | System | Residential | HorizAxisClothesWasher | 0 | 0 |  |  |  | 37.95 | 0 | 0 | 0 | 33.71 | 4.24 | 0 |  | kW | 0 | 8.978 | Residential |  | Annual | [5 empty] | 10 | 0.7 |  |  |  | 0 | 1 | 0 | 0 | 0 | 0 | 0 | 0 | 0 | 0 | 0 | 0 | 2009 Qtr 1: 0; 2009 Qtr 2: 0; 2009 Qtr 3: 1; 2009 Qtr 4: 0; 2010 Qtr 1: 0; 2010 Qtr 2: 0; 2010 Qtr 3: 0; 2010 Qtr 4: 0; 2011 Qtr 1: 0; 2011 Qtr 2: 0; 2011 Qtr 3: 0; 2011 Qtr 4: 0 | 1
0 | 348003-Pipe Wrap |  | System | Residential | HorizAxisClothesWasher | 0 | 0 |  |  |  | 40 | 0 | 0 | 0 | 33.75 | 6.25 | 0 |  | kW | 0 | 8.978 | Residential |  | Annual | [5 empty] | 11 | 0.85 |  |  |  | 0 | 1 | 0 | 0 | 0 | 0 | 0 | 0 | 0 | 0 | 0 | 0 | 2009 Qtr 1: 0; 2009 Qtr 2: 0; 2009 Qtr 3: 1; 2009 Qtr 4: 0; 2010 Qtr 1: 0; 2010 Qtr 2: 0; 2010 Qtr 3: 0; 2010 Qtr 4: 0; 2011 Qtr 1: 0; 2011 Qtr 2: 0; 2011 Qtr 3: 0; 2011 Qtr 4: 0 | 1
0 | 348002-Duct Test and Seal (Gas Only) |  | System | Residential | AC_Cooling | 0 | 0 |  |  |  | 721.3171 | 0 | 0 | 0 | 644.7805 | 76.5366 | 0 |  | kW | 0 | 35 | Residential |  | Annual | [5 empty] | 18 | 0.78 |  |  |  | 0 | 0.41 | 0 | 0 | 0 | 0 | 0 | 0 | 0 | 0 | 0 | 0 | 2009 Qtr 1: 0; 2009 Qtr 2: 0; 2009 Qtr 3: 0.41; 2009 Qtr 4: 0; 2010 Qtr 1: 0; 2010 Qtr 2: 0; 2010 Qtr 3: 0; 2010 Qtr 4: 0; 2011 Qtr 1: 0; 2011 Qtr 2: 0; 2011 Qtr 3: 0; 2011 Qtr 4: 0 | 0.41
0 | 348004-Faucet Aerator |  | System | Residential | HorizAxisClothesWasher | 0 | 0 |  |  |  | 12.7 | 0 | 0 | 0 | 10.88 | 1.82 | 0 |  | kW | 0 | 6.733 | Residential |  | Annual | [5 empty] | 10 | 0.85 |  |  |  | 0 | 2 | 0 | 0 | 0 | 0 | 0 | 0 | 0 | 0 | 0 | 0 | 2009 Qtr 1: 0; 2009 Qtr 2: 0; 2009 Qtr 3: 2; 2009 Qtr 4: 0; 2010 Qtr 1: 0; 2010 Qtr 2: 0; 2010 Qtr 3: 0; 2010 Qtr 4: 0; 2011 Qtr 1: 0; 2011 Qtr 2: 0; 2011 Qtr 3: 0; 2011 Qtr 4: 0 | 2
0 | 348005-Low Flow Showerheads |  | System | Residential | HorizAxisClothesWasher | 0 | 0 |  |  |  | 37.95 | 0 | 0 | 0 | 33.71 | 4.24 | 0 |  | kW | 0 | 8.978 | Residential |  | Annual | [5 empty] | 10 | 0.7 |  |  |  | 0 | 1 | 0 | 0 | 0 | 0 | 0 | 0 | 0 | 0 | 0 | 0 | 2009 Qtr 1: 0; 2009 Qtr 2: 0; 2009 Qtr 3: 1; 2009 Qtr 4: 0; 2010 Qtr 1: 0; 2010 Qtr 2: 0; 2010 Qtr 3: 0; 2010 Qtr 4: 0; 2011 Qtr 1: 0; 2011 Qtr 2: 0; 2011 Qtr 3: 0; 2011 Qtr 4: 0 | 1
0 | 348003-Pipe Wrap |  | System | Residential | HorizAxisClothesWasher | 0 | 0 |  |  |  | 40 | 0 | 0 | 0 | 33.75 | 6.25 | 0 |  | kW | 0 | 8.978 | Residential |  | Annual | [5 empty] | 11 | 0.85 |  |  |  | 0 | 1 | 0 | 0 | 0 | 0 | 0 | 0 | 0 | 0 | 0 | 0 | 2009 Qtr 1: 0; 2009 Qtr 2: 0; 2009 Qtr 3: 1; 2009 Qtr 4: 0; 2010 Qtr 1: 0; 2010 Qtr 2: 0; 2010 Qtr 3: 0; 2010 Qtr 4: 0; 2011 Qtr 1: 0; 2011 Qtr 2: 0; 2011 Qtr 3: 0; 2011 Qtr 4: 0 | 1
0 | 348002-Duct Test and Seal (Gas Only) |  | System | Residential | AC_Cooling | 0 | 0 |  |  |  | 721.3171 | 0 | 0 | 0 | 644.7805 | 76.5366 | 0 |  | kW | 0 | 35 | Residential |  | Annual | [5 empty] | 18 | 0.78 |  |  |  | 0 | 0.41 | 0 | 0 | 0 | 0 | 0 | 0 | 0 | 0 | 0 | 0 | 2009 Qtr 1: 0; 2009 Qtr 2: 0; 2009 Qtr 3: 0.41; 2009 Qtr 4: 0; 2010 Qtr 1: 0; 2010 Qtr 2: 0; 2010 Qtr 3: 0; 2010 Qtr 4: 0; 2011 Qtr 1: 0; 2011 Qtr 2: 0; 2011 Qtr 3: 0; 2011 Qtr 4: 0 | 0.41
0 | 348004-Faucet Aerator |  | System | Residential | HorizAxisClothesWasher | 0 | 0 |  |  |  | 12.7 | 0 | 0 | 0 | 10.88 | 1.82 | 0 |  | kW | 0 | 6.733 | Residential |  | Annual | [5 empty] | 10 | 0.85 |  |  |  | 0 | 1 | 0 | 0 | 0 | 0 | 0 | 0 | 0 | 0 | 0 | 0 | 2009 Qtr 1: 0; 2009 Qtr 2: 0; 2009 Qtr 3: 1; 2009 Qtr 4: 0; 2010 Qtr 1: 0; 2010 Qtr 2: 0; 2010 Qtr 3: 0; 2010 Qtr 4: 0; 2011 Qtr 1: 0; 2011 Qtr 2: 0; 2011 Qtr 3: 0; 2011 Qtr 4: 0 | 1
0 | 348003-Pipe Wrap |  | System | Residential | HorizAxisClothesWasher | 0 | 0 |  |  |  | 40 | 0 | 0 | 0 | 33.75 | 6.25 | 0 |  | kW | 0 | 8.978 | Residential |  | Annual | [5 empty] | 11 | 0.85 |  |  |  | 0 | 1 | 0 | 0 | 0 | 0 | 0 | 0 | 0 | 0 | 0 | 0 | 2009 Qtr 1: 0; 2009 Qtr 2: 0; 2009 Qtr 3: 1; 2009 Qtr 4: 0; 2010 Qtr 1: 0; 2010 Qtr 2: 0; 2010 Qtr 3: 0; 2010 Qtr 4: 0; 2011 Qtr 1: 0; 2011 Qtr 2: 0; 2011 Qtr 3: 0; 2011 Qtr 4: 0 | 1
0 | 348002-Duct Test and Seal (Gas Only) |  | System | Residential | AC_Cooling | 0 | 0 |  |  |  | 721.3171 | 0 | 0 | 0 | 644.7805 | 76.5366 | 0 |  | kW | 0 | 35 | Residential |  | Annual | [5 empty] | 18 | 0.78 |  |  |  | 0 | 0.41 | 0 | 0 | 0 | 0 | 0 | 0 | 0 | 0 | 0 | 0 | 2009 Qtr 1: 0; 2009 Qtr 2: 0; 2009 Qtr 3: 0.41; 2009 Qtr 4: 0; 2010 Qtr 1: 0; 2010 Qtr 2: 0; 2010 Qtr 3: 0; 2010 Qtr 4: 0; 2011 Qtr 1: 0; 2011 Qtr 2: 0; 2011 Qtr 3: 0; 2011 Qtr 4: 0 | 0.41
0 | 348004-Faucet Aerator |  | System | Residential | HorizAxisClothesWasher | 0 | 0 |  |  |  | 12.7 | 0 | 0 | 0 | 10.88 | 1.82 | 0 |  | kW | 0 | 6.733 | Residential |  | Annual | [5 empty] | 10 | 0.85 |  |  |  | 0 | 3 | 0 | 0 | 0 | 0 | 0 | 0 | 0 | 0 | 0 | 0 | 2009 Qtr 1: 0; 2009 Qtr 2: 0; 2009 Qtr 3: 3; 2009 Qtr 4: 0; 2010 Qtr 1: 0; 2010 Qtr 2: 0; 2010 Qtr 3: 0; 2010 Qtr 4: 0; 2011 Qtr 1: 0; 2011 Qtr 2: 0; 2011 Qtr 3: 0; 2011 Qtr 4: 0 | 3
0 | 348005-Low Flow Showerheads |  | System | Residential | HorizAxisClothesWasher | 0 | 0 |  |  |  | 37.95 | 0 | 0 | 0 | 33.71 | 4.24 | 0 |  | kW | 0 | 8.978 | Residential |  | Annual | [5 empty] | 10 | 0.7 |  |  |  | 0 | 1 | 0 | 0 | 0 | 0 | 0 | 0 | 0 | 0 | 0 | 0 | 2009 Qtr 1: 0; 2009 Qtr 2: 0; 2009 Qtr 3: 1; 2009 Qtr 4: 0; 2010 Qtr 1: 0; 2010 Qtr 2: 0; 2010 Qtr 3: 0; 2010 Qtr 4: 0; 2011 Qtr 1: 0; 2011 Qtr 2: 0; 2011 Qtr 3: 0; 2011 Qtr 4: 0 | 1
0 | 348003-Pipe Wrap |  | System | Residential | HorizAxisClothesWasher | 0 | 0 |  |  |  | 40 | 0 | 0 | 0 | 33.75 | 6.25 | 0 |  | kW | 0 | 8.978 | Residential |  | Annual | [5 empty] | 11 | 0.85 |  |  |  | 0 | 1 | 0 | 0 | 0 | 0 | 0 | 0 | 0 | 0 | 0 | 0 | 2009 Qtr 1: 0; 2009 Qtr 2: 0; 2009 Qtr 3: 1; 2009 Qtr 4: 0; 2010 Qtr 1: 0; 2010 Qtr 2: 0; 2010 Qtr 3: 0; 2010 Qtr 4: 0; 2011 Qtr 1: 0; 2011 Qtr 2: 0; 2011 Qtr 3: 0; 2011 Qtr 4: 0 | 1
0 | 348002-Duct Test and Seal (Gas Only) |  | System | Residential | AC_Cooling | 0 | 0 |  |  |  | 721.3171 | 0 | 0 | 0 | 644.7805 | 76.5366 | 0 |  | kW | 0 | 35 | Residential |  | Annual | [5 empty] | 18 | 0.78 |  |  |  | 0 | 0.41 | 0 | 0 | 0 | 0 | 0 | 0 | 0 | 0 | 0 | 0 | 2009 Qtr 1: 0; 2009 Qtr 2: 0; 2009 Qtr 3: 0.41; 2009 Qtr 4: 0; 2010 Qtr 1: 0; 2010 Qtr 2: 0; 2010 Qtr 3: 0; 2010 Qtr 4: 0; 2011 Qtr 1: 0; 2011 Qtr 2: 0; 2011 Qtr 3: 0; 2011 Qtr 4: 0 | 0.41
0 | 348005-Low Flow Showerheads |  | System | Residential | HorizAxisClothesWasher | 0 | 0 |  |  |  | 37.95 | 0 | 0 | 0 | 33.71 | 4.24 | 0 |  | kW | 0 | 8.978 | Residential |  | Annual | [5 empty] | 10 | 0.7 |  |  |  | 0 | 1 | 0 | 0 | 0 | 0 | 0 | 0 | 0 | 0 | 0 | 0 | 2009 Qtr 1: 0; 2009 Qtr 2: 0; 2009 Qtr 3: 1; 2009 Qtr 4: 0; 2010 Qtr 1: 0; 2010 Qtr 2: 0; 2010 Qtr 3: 0; 2010 Qtr 4: 0; 2011 Qtr 1: 0; 2011 Qtr 2: 0; 2011 Qtr 3: 0; 2011 Qtr 4: 0 | 1
0 | 348003-Pipe Wrap |  | System | Residential | HorizAxisClothesWasher | 0 | 0 |  |  |  | 40 | 0 | 0 | 0 | 33.75 | 6.25 | 0 |  | kW | 0 | 8.978 | Residential |  | Annual | [5 empty] | 11 | 0.85 |  |  |  | 0 | 1 | 0 | 0 | 0 | 0 | 0 | 0 | 0 | 0 | 0 | 0 | 2009 Qtr 1: 0; 2009 Qtr 2: 0; 2009 Qtr 3: 1; 2009 Qtr 4: 0; 2010 Qtr 1: 0; 2010 Qtr 2: 0; 2010 Qtr 3: 0; 2010 Qtr 4: 0; 2011 Qtr 1: 0; 2011 Qtr 2: 0; 2011 Qtr 3: 0; 2011 Qtr 4: 0 | 1
0 | 348004-Faucet Aerator |  | System | Residential | HorizAxisClothesWasher | 0 | 0 |  |  |  | 12.7 | 0 | 0 | 0 | 10.88 | 1.82 | 0 |  | kW | 0 | 6.733 | Residential |  | Annual | [5 empty] | 10 | 0.85 |  |  |  | 0 | 2 | 0 | 0 | 0 | 0 | 0 | 0 | 0 | 0 | 0 | 0 | 2009 Qtr 1: 0; 2009 Qtr 2: 0; 2009 Qtr 3: 2; 2009 Qtr 4: 0; 2010 Qtr 1: 0; 2010 Qtr 2: 0; 2010 Qtr 3: 0; 2010 Qtr 4: 0; 2011 Qtr 1: 0; 2011 Qtr 2: 0; 2011 Qtr 3: 0; 2011 Qtr 4: 0 | 2
0 | 348005-Low Flow Showerheads |  | System | Residential | HorizAxisClothesWasher | 0 | 0 |  |  |  | 37.95 | 0 | 0 | 0 | 33.71 | 4.24 | 0 |  | kW | 0 | 8.978 | Residential |  | Annual | [5 empty] | 10 | 0.7 |  |  |  | 0 | 1 | 0 | 0 | 0 | 0 | 0 | 0 | 0 | 0 | 0 | 0 | 2009 Qtr 1: 0; 2009 Qtr 2: 0; 2009 Qtr 3: 1; 2009 Qtr 4: 0; 2010 Qtr 1: 0; 2010 Qtr 2: 0; 2010 Qtr 3: 0; 2010 Qtr 4: 0; 2011 Qtr 1: 0; 2011 Qtr 2: 0; 2011 Qtr 3: 0; 2011 Qtr 4: 0 | 1
0 | 348002-Duct Test and Seal (Gas Only) |  | System | Residential | AC_Cooling | 0 | 0 |  |  |  | 721.3171 | 0 | 0 | 0 | 644.7805 | 76.5366 | 0 |  | kW | 0 | 35 | Residential |  | Annual | [5 empty] | 18 | 0.78 |  |  |  | 0 | 0.41 | 0 | 0 | 0 | 0 | 0 | 0 | 0 | 0 | 0 | 0 | 2009 Qtr 1: 0; 2009 Qtr 2: 0; 2009 Qtr 3: 0.41; 2009 Qtr 4: 0; 2010 Qtr 1: 0; 2010 Qtr 2: 0; 2010 Qtr 3: 0; 2010 Qtr 4: 0; 2011 Qtr 1: 0; 2011 Qtr 2: 0; 2011 Qtr 3: 0; 2011 Qtr 4: 0 | 0.41
0 | 348004-Faucet Aerator |  | System | Residential | HorizAxisClothesWasher | 0 | 0 |  |  |  | 12.7 | 0 | 0 | 0 | 10.88 | 1.82 | 0 |  | kW | 0 | 6.733 | Residential |  | Annual | [5 empty] | 10 | 0.85 |  |  |  | 0 | 1 | 0 | 0 | 0 | 0 | 0 | 0 | 0 | 0 | 0 | 0 | 2009 Qtr 1: 0; 2009 Qtr 2: 0; 2009 Qtr 3: 1; 2009 Qtr 4: 0; 2010 Qtr 1: 0; 2010 Qtr 2: 0; 2010 Qtr 3: 0; 2010 Qtr 4: 0; 2011 Qtr 1: 0; 2011 Qtr 2: 0; 2011 Qtr 3: 0; 2011 Qtr 4: 0 | 1
0 | 348005-Low Flow Showerheads |  | System | Residential | HorizAxisClothesWasher | 0 | 0 |  |  |  | 37.95 | 0 | 0 | 0 | 33.71 | 4.24 | 0 |  | kW | 0 | 8.978 | Residential |  | Annual | [5 empty] | 10 | 0.7 |  |  |  | 0 | 1 | 0 | 0 | 0 | 0 | 0 | 0 | 0 | 0 | 0 | 0 | 2009 Qtr 1: 0; 2009 Qtr 2: 0; 2009 Qtr 3: 1; 2009 Qtr 4: 0; 2010 Qtr 1: 0; 2010 Qtr 2: 0; 2010 Qtr 3: 0; 2010 Qtr 4: 0; 2011 Qtr 1: 0; 2011 Qtr 2: 0; 2011 Qtr 3: 0; 2011 Qtr 4: 0 | 1
0 | 348003-Pipe Wrap |  | System | Residential | HorizAxisClothesWasher | 0 | 0 |  |  |  | 40 | 0 | 0 | 0 | 33.75 | 6.25 | 0 |  | kW | 0 | 8.978 | Residential |  | Annual | [5 empty] | 11 | 0.85 |  |  |  | 0 | 1 | 0 | 0 | 0 | 0 | 0 | 0 | 0 | 0 | 0 | 0 | 2009 Qtr 1: 0; 2009 Qtr 2: 0; 2009 Qtr 3: 1; 2009 Qtr 4: 0; 2010 Qtr 1: 0; 2010 Qtr 2: 0; 2010 Qtr 3: 0; 2010 Qtr 4: 0; 2011 Qtr 1: 0; 2011 Qtr 2: 0; 2011 Qtr 3: 0; 2011 Qtr 4: 0 | 1
0 | 348002-Duct Test and Seal (Gas Only) |  | System | Residential | AC_Cooling | 0 | 0 |  |  |  | 721.3171 | 0 | 0 | 0 | 644.7805 | 76.5366 | 0 |  | kW | 0 | 35 | Residential |  | Annual | [5 empty] | 18 | 0.78 |  |  |  | 0 | 0.41 | 0 | 0 | 0 | 0 | 0 | 0 | 0 | 0 | 0 | 0 | 2009 Qtr 1: 0; 2009 Qtr 2: 0; 2009 Qtr 3: 0.41; 2009 Qtr 4: 0; 2010 Qtr 1: 0; 2010 Qtr 2: 0; 2010 Qtr 3: 0; 2010 Qtr 4: 0; 2011 Qtr 1: 0; 2011 Qtr 2: 0; 2011 Qtr 3: 0; 2011 Qtr 4: 0 | 0.41
0 | 348004-Faucet Aerator |  | System | Residential | HorizAxisClothesWasher | 0 | 0 |  |  |  | 12.7 | 0 | 0 | 0 | 10.88 | 1.82 | 0 |  | kW | 0 | 6.733 | Residential |  | Annual | [5 empty] | 10 | 0.85 |  |  |  | 0 | 2 | 0 | 0 | 0 | 0 | 0 | 0 | 0 | 0 | 0 | 0 | 2009 Qtr 1: 0; 2009 Qtr 2: 0; 2009 Qtr 3: 2; 2009 Qtr 4: 0; 2010 Qtr 1: 0; 2010 Qtr 2: 0; 2010 Qtr 3: 0; 2010 Qtr 4: 0; 2011 Qtr 1: 0; 2011 Qtr 2: 0; 2011 Qtr 3: 0; 2011 Qtr 4: 0 | 2
0 | 348005-Low Flow Showerheads |  | System | Residential | HorizAxisClothesWasher | 0 | 0 |  |  |  | 37.95 | 0 | 0 | 0 | 33.71 | 4.24 | 0 |  | kW | 0 | 8.978 | Residential |  | Annual | [5 empty] | 10 | 0.7 |  |  |  | 0 | 2 | 0 | 0 | 0 | 0 | 0 | 0 | 0 | 0 | 0 | 0 | 2009 Qtr 1: 0; 2009 Qtr 2: 0; 2009 Qtr 3: 2; 2009 Qtr 4: 0; 2010 Qtr 1: 0; 2010 Qtr 2: 0; 2010 Qtr 3: 0; 2010 Qtr 4: 0; 2011 Qtr 1: 0; 2011 Qtr 2: 0; 2011 Qtr 3: 0; 2011 Qtr 4: 0 | 2
0 | 348003-Pipe Wrap |  | System | Residential | HorizAxisClothesWasher | 0 | 0 |  |  |  | 40 | 0 | 0 | 0 | 33.75 | 6.25 | 0 |  | kW | 0 | 8.978 | Residential |  | Annual | [5 empty] | 11 | 0.85 |  |  |  | 0 | 1 | 0 | 0 | 0 | 0 | 0 | 0 | 0 | 0 | 0 | 0 | 2009 Qtr 1: 0; 2009 Qtr 2: 0; 2009 Qtr 3: 1; 2009 Qtr 4: 0; 2010 Qtr 1: 0; 2010 Qtr 2: 0; 2010 Qtr 3: 0; 2010 Qtr 4: 0; 2011 Qtr 1: 0; 2011 Qtr 2: 0; 2011 Qtr 3: 0; 2011 Qtr 4: 0 | 1
0 | 348002-Duct Test and Seal (Gas Only) |  | System | Residential | AC_Cooling | 0 | 0 |  |  |  | 721.3171 | 0 | 0 | 0 | 644.7805 | 76.5366 | 0 |  | kW | 0 | 35 | Residential |  | Annual | [5 empty] | 18 | 0.78 |  |  |  | 0 | 0.41 | 0 | 0 | 0 | 0 | 0 | 0 | 0 | 0 | 0 | 0 | 2009 Qtr 1: 0; 2009 Qtr 2: 0; 2009 Qtr 3: 0.41; 2009 Qtr 4: 0; 2010 Qtr 1: 0; 2010 Qtr 2: 0; 2010 Qtr 3: 0; 2010 Qtr 4: 0; 2011 Qtr 1: 0; 2011 Qtr 2: 0; 2011 Qtr 3: 0; 2011 Qtr 4: 0 | 0.41
0 | 348004-Faucet Aerator |  | System | Residential | HorizAxisClothesWasher | 0 | 0 |  |  |  | 12.7 | 0 | 0 | 0 | 10.88 | 1.82 | 0 |  | kW | 0 | 6.733 | Residential |  | Annual | [5 empty] | 10 | 0.85 |  |  |  | 0 | 3 | 0 | 0 | 0 | 0 | 0 | 0 | 0 | 0 | 0 | 0 | 2009 Qtr 1: 0; 2009 Qtr 2: 0; 2009 Qtr 3: 3; 2009 Qtr 4: 0; 2010 Qtr 1: 0; 2010 Qtr 2: 0; 2010 Qtr 3: 0; 2010 Qtr 4: 0; 2011 Qtr 1: 0; 2011 Qtr 2: 0; 2011 Qtr 3: 0; 2011 Qtr 4: 0 | 3
0 | 348005-Low Flow Showerheads |  | System | Residential | HorizAxisClothesWasher | 0 | 0 |  |  |  | 37.95 | 0 | 0 | 0 | 33.71 | 4.24 | 0 |  | kW | 0 | 8.978 | Residential |  | Annual | [5 empty] | 10 | 0.7 |  |  |  | 0 | 1 | 0 | 0 | 0 | 0 | 0 | 0 | 0 | 0 | 0 | 0 | 2009 Qtr 1: 0; 2009 Qtr 2: 0; 2009 Qtr 3: 1; 2009 Qtr 4: 0; 2010 Qtr 1: 0; 2010 Qtr 2: 0; 2010 Qtr 3: 0; 2010 Qtr 4: 0; 2011 Qtr 1: 0; 2011 Qtr 2: 0; 2011 Qtr 3: 0; 2011 Qtr 4: 0 | 1
0 | 348003-Pipe Wrap |  | System | Residential | HorizAxisClothesWasher | 0 | 0 |  |  |  | 40 | 0 | 0 | 0 | 33.75 | 6.25 | 0 |  | kW | 0 | 8.978 | Residential |  | Annual | [5 empty] | 11 | 0.85 |  |  |  | 0 | 1 | 0 | 0 | 0 | 0 | 0 | 0 | 0 | 0 | 0 | 0 | 2009 Qtr 1: 0; 2009 Qtr 2: 0; 2009 Qtr 3: 1; 2009 Qtr 4: 0; 2010 Qtr 1: 0; 2010 Qtr 2: 0; 2010 Qtr 3: 0; 2010 Qtr 4: 0; 2011 Qtr 1: 0; 2011 Qtr 2: 0; 2011 Qtr 3: 0; 2011 Qtr 4: 0 | 1
0 | 348002-Duct Test and Seal (Gas Only) |  | System | Residential | AC_Cooling | 0 | 0 |  |  |  | 721.3171 | 0 | 0 | 0 | 644.7805 | 76.5366 | 0 |  | kW | 0 | 35 | Residential |  | Annual | [5 empty] | 18 | 0.78 |  |  |  | 0 | 0.41 | 0 | 0 | 0 | 0 | 0 | 0 | 0 | 0 | 0 | 0 | 2009 Qtr 1: 0; 2009 Qtr 2: 0; 2009 Qtr 3: 0.41; 2009 Qtr 4: 0; 2010 Qtr 1: 0; 2010 Qtr 2: 0; 2010 Qtr 3: 0; 2010 Qtr 4: 0; 2011 Qtr 1: 0; 2011 Qtr 2: 0; 2011 Qtr 3: 0; 2011 Qtr 4: 0 | 0.41
0 | 348004-Faucet Aerator |  | System | Residential | HorizAxisClothesWasher | 0 | 0 |  |  |  | 12.7 | 0 | 0 | 0 | 10.88 | 1.82 | 0 |  | kW | 0 | 6.733 | Residential |  | Annual | [5 empty] | 10 | 0.85 |  |  |  | 0 | 3 | 0 | 0 | 0 | 0 | 0 | 0 | 0 | 0 | 0 | 0 | 2009 Qtr 1: 0; 2009 Qtr 2: 0; 2009 Qtr 3: 3; 2009 Qtr 4: 0; 2010 Qtr 1: 0; 2010 Qtr 2: 0; 2010 Qtr 3: 0; 2010 Qtr 4: 0; 2011 Qtr 1: 0; 2011 Qtr 2: 0; 2011 Qtr 3: 0; 2011 Qtr 4: 0 | 3
0 | 348005-Low Flow Showerheads |  | System | Residential | HorizAxisClothesWasher | 0 | 0 |  |  |  | 37.95 | 0 | 0 | 0 | 33.71 | 4.24 | 0 |  | kW | 0 | 8.978 | Residential |  | Annual | [5 empty] | 10 | 0.7 |  |  |  | 0 | 2 | 0 | 0 | 0 | 0 | 0 | 0 | 0 | 0 | 0 | 0 | 2009 Qtr 1: 0; 2009 Qtr 2: 0; 2009 Qtr 3: 2; 2009 Qtr 4: 0; 2010 Qtr 1: 0; 2010 Qtr 2: 0; 2010 Qtr 3: 0; 2010 Qtr 4: 0; 2011 Qtr 1: 0; 2011 Qtr 2: 0; 2011 Qtr 3: 0; 2011 Qtr 4: 0 | 2
0 | 348003-Pipe Wrap |  | System | Residential | HorizAxisClothesWasher | 0 | 0 |  |  |  | 40 | 0 | 0 | 0 | 33.75 | 6.25 | 0 |  | kW | 0 | 8.978 | Residential |  | Annual | [5 empty] | 11 | 0.85 |  |  |  | 0 | 1 | 0 | 0 | 0 | 0 | 0 | 0 | 0 | 0 | 0 | 0 | 2009 Qtr 1: 0; 2009 Qtr 2: 0; 2009 Qtr 3: 1; 2009 Qtr 4: 0; 2010 Qtr 1: 0; 2010 Qtr 2: 0; 2010 Qtr 3: 0; 2010 Qtr 4: 0; 2011 Qtr 1: 0; 2011 Qtr 2: 0; 2011 Qtr 3: 0; 2011 Qtr 4: 0 | 1
0 | 348004-Faucet Aerator |  | System | Residential | HorizAxisClothesWasher | 0 | 0 |  |  |  | 12.7 | 0 | 0 | 0 | 10.88 | 1.82 | 0 |  | kW | 0 | 6.733 | Residential |  | Annual | [5 empty] | 10 | 0.85 |  |  |  | 0 | 2 | 0 | 0 | 0 | 0 | 0 | 0 | 0 | 0 | 0 | 0 | 2009 Qtr 1: 0; 2009 Qtr 2: 0; 2009 Qtr 3: 2; 2009 Qtr 4: 0; 2010 Qtr 1: 0; 2010 Qtr 2: 0; 2010 Qtr 3: 0; 2010 Qtr 4: 0; 2011 Qtr 1: 0; 2011 Qtr 2: 0; 2011 Qtr 3: 0; 2011 Qtr 4: 0 | 2
0 | 348004-Faucet Aerator |  | System | Residential | HorizAxisClothesWasher | 0 | 0 |  |  |  | 12.7 | 0 | 0 | 0 | 10.88 | 1.82 | 0 |  | kW | 0 | 6.733 | Residential |  | Annual | [5 empty] | 10 | 0.85 |  |  |  | 0 | 2 | 0 | 0 | 0 | 0 | 0 | 0 | 0 | 0 | 0 | 0 | 2009 Qtr 1: 0; 2009 Qtr 2: 0; 2009 Qtr 3: 2; 2009 Qtr 4: 0; 2010 Qtr 1: 0; 2010 Qtr 2: 0; 2010 Qtr 3: 0; 2010 Qtr 4: 0; 2011 Qtr 1: 0; 2011 Qtr 2: 0; 2011 Qtr 3: 0; 2011 Qtr 4: 0 | 2
0 | 348005-Low Flow Showerheads |  | System | Residential | HorizAxisClothesWasher | 0 | 0 |  |  |  | 37.95 | 0 | 0 | 0 | 33.71 | 4.24 | 0 |  | kW | 0 | 8.978 | Residential |  | Annual | [5 empty] | 10 | 0.7 |  |  |  | 0 | 2 | 0 | 0 | 0 | 0 | 0 | 0 | 0 | 0 | 0 | 0 | 2009 Qtr 1: 0; 2009 Qtr 2: 0; 2009 Qtr 3: 2; 2009 Qtr 4: 0; 2010 Qtr 1: 0; 2010 Qtr 2: 0; 2010 Qtr 3: 0; 2010 Qtr 4: 0; 2011 Qtr 1: 0; 2011 Qtr 2: 0; 2011 Qtr 3: 0; 2011 Qtr 4: 0 | 2
0 | 348003-Pipe Wrap |  | System | Residential | HorizAxisClothesWasher | 0 | 0 |  |  |  | 40 | 0 | 0 | 0 | 33.75 | 6.25 | 0 |  | kW | 0 | 8.978 | Residential |  | Annual | [5 empty] | 11 | 0.85 |  |  |  | 0 | 1 | 0 | 0 | 0 | 0 | 0 | 0 | 0 | 0 | 0 | 0 | 2009 Qtr 1: 0; 2009 Qtr 2: 0; 2009 Qtr 3: 1; 2009 Qtr 4: 0; 2010 Qtr 1: 0; 2010 Qtr 2: 0; 2010 Qtr 3: 0; 2010 Qtr 4: 0; 2011 Qtr 1: 0; 2011 Qtr 2: 0; 2011 Qtr 3: 0; 2011 Qtr 4: 0 | 1
0 | 348002-Duct Test and Seal (Gas Only) |  | System | Residential | AC_Cooling | 0 | 0 |  |  |  | 721.3171 | 0 | 0 | 0 | 644.7805 | 76.5366 | 0 |  | kW | 0 | 35 | Residential |  | Annual | [5 empty] | 18 | 0.78 |  |  |  | 0 | 0.41 | 0 | 0 | 0 | 0 | 0 | 0 | 0 | 0 | 0 | 0 | 2009 Qtr 1: 0; 2009 Qtr 2: 0; 2009 Qtr 3: 0.41; 2009 Qtr 4: 0; 2010 Qtr 1: 0; 2010 Qtr 2: 0; 2010 Qtr 3: 0; 2010 Qtr 4: 0; 2011 Qtr 1: 0; 2011 Qtr 2: 0; 2011 Qtr 3: 0; 2011 Qtr 4: 0 | 0.41
0 | 348004-Faucet Aerator |  | System | Residential | HorizAxisClothesWasher | 0 | 0 |  |  |  | 12.7 | 0 | 0 | 0 | 10.88 | 1.82 | 0 |  | kW | 0 | 6.733 | Residential |  | Annual | [5 empty] | 10 | 0.85 |  |  |  | 0 | 2 | 0 | 0 | 0 | 0 | 0 | 0 | 0 | 0 | 0 | 0 | 2009 Qtr 1: 0; 2009 Qtr 2: 0; 2009 Qtr 3: 2; 2009 Qtr 4: 0; 2010 Qtr 1: 0; 2010 Qtr 2: 0; 2010 Qtr 3: 0; 2010 Qtr 4: 0; 2011 Qtr 1: 0; 2011 Qtr 2: 0; 2011 Qtr 3: 0; 2011 Qtr 4: 0 | 2
0 | 348003-Pipe Wrap |  | System | Residential | HorizAxisClothesWasher | 0 | 0 |  |  |  | 40 | 0 | 0 | 0 | 33.75 | 6.25 | 0 |  | kW | 0 | 8.978 | Residential |  | Annual | [5 empty] | 11 | 0.85 |  |  |  | 0 | 1 | 0 | 0 | 0 | 0 | 0 | 0 | 0 | 0 | 0 | 0 | 2009 Qtr 1: 0; 2009 Qtr 2: 0; 2009 Qtr 3: 1; 2009 Qtr 4: 0; 2010 Qtr 1: 0; 2010 Qtr 2: 0; 2010 Qtr 3: 0; 2010 Qtr 4: 0; 2011 Qtr 1: 0; 2011 Qtr 2: 0; 2011 Qtr 3: 0; 2011 Qtr 4: 0 | 1
0 | 348002-Duct Test and Seal (Gas Only) |  | System | Residential | AC_Cooling | 0 | 0 |  |  |  | 721.3171 | 0 | 0 | 0 | 644.7805 | 76.5366 | 0 |  | kW | 0 | 35 | Residential |  | Annual | [5 empty] | 18 | 0.78 |  |  |  | 0 | 0.41 | 0 | 0 | 0 | 0 | 0 | 0 | 0 | 0 | 0 | 0 | 2009 Qtr 1: 0; 2009 Qtr 2: 0; 2009 Qtr 3: 0.41; 2009 Qtr 4: 0; 2010 Qtr 1: 0; 2010 Qtr 2: 0; 2010 Qtr 3: 0; 2010 Qtr 4: 0; 2011 Qtr 1: 0; 2011 Qtr 2: 0; 2011 Qtr 3: 0; 2011 Qtr 4: 0 | 0.41
0 | 348004-Faucet Aerator |  | System | Residential | HorizAxisClothesWasher | 0 | 0 |  |  |  | 12.7 | 0 | 0 | 0 | 10.88 | 1.82 | 0 |  | kW | 0 | 6.733 | Residential |  | Annual | [5 empty] | 10 | 0.85 |  |  |  | 0 | 2 | 0 | 0 | 0 | 0 | 0 | 0 | 0 | 0 | 0 | 0 | 2009 Qtr 1: 0; 2009 Qtr 2: 0; 2009 Qtr 3: 2; 2009 Qtr 4: 0; 2010 Qtr 1: 0; 2010 Qtr 2: 0; 2010 Qtr 3: 0; 2010 Qtr 4: 0; 2011 Qtr 1: 0; 2011 Qtr 2: 0; 2011 Qtr 3: 0; 2011 Qtr 4: 0 | 2
0 | 348005-Low Flow Showerheads |  | System | Residential | HorizAxisClothesWasher | 0 | 0 |  |  |  | 37.95 | 0 | 0 | 0 | 33.71 | 4.24 | 0 |  | kW | 0 | 8.978 | Residential |  | Annual | [5 empty] | 10 | 0.7 |  |  |  | 0 | 1 | 0 | 0 | 0 | 0 | 0 | 0 | 0 | 0 | 0 | 0 | 2009 Qtr 1: 0; 2009 Qtr 2: 0; 2009 Qtr 3: 1; 2009 Qtr 4: 0; 2010 Qtr 1: 0; 2010 Qtr 2: 0; 2010 Qtr 3: 0; 2010 Qtr 4: 0; 2011 Qtr 1: 0; 2011 Qtr 2: 0; 2011 Qtr 3: 0; 2011 Qtr 4: 0 | 1
0 | 348003-Pipe Wrap |  | System | Residential | HorizAxisClothesWasher | 0 | 0 |  |  |  | 40 | 0 | 0 | 0 | 33.75 | 6.25 | 0 |  | kW | 0 | 8.978 | Residential |  | Annual | [5 empty] | 11 | 0.85 |  |  |  | 0 | 1 | 0 | 0 | 0 | 0 | 0 | 0 | 0 | 0 | 0 | 0 | 2009 Qtr 1: 0; 2009 Qtr 2: 0; 2009 Qtr 3: 1; 2009 Qtr 4: 0; 2010 Qtr 1: 0; 2010 Qtr 2: 0; 2010 Qtr 3: 0; 2010 Qtr 4: 0; 2011 Qtr 1: 0; 2011 Qtr 2: 0; 2011 Qtr 3: 0; 2011 Qtr 4: 0 | 1
0 | 348002-Duct Test and Seal (Gas Only) |  | System | Residential | AC_Cooling | 0 | 0 |  |  |  | 721.3171 | 0 | 0 | 0 | 644.7805 | 76.5366 | 0 |  | kW | 0 | 35 | Residential |  | Annual | [5 empty] | 18 | 0.78 |  |  |  | 0 | 0.41 | 0 | 0 | 0 | 0 | 0 | 0 | 0 | 0 | 0 | 0 | 2009 Qtr 1: 0; 2009 Qtr 2: 0; 2009 Qtr 3: 0.41; 2009 Qtr 4: 0; 2010 Qtr 1: 0; 2010 Qtr 2: 0; 2010 Qtr 3: 0; 2010 Qtr 4: 0; 2011 Qtr 1: 0; 2011 Qtr 2: 0; 2011 Qtr 3: 0; 2011 Qtr 4: 0 | 0.41
0 | 348004-Faucet Aerator |  | System | Residential | HorizAxisClothesWasher | 0 | 0 |  |  |  | 12.7 | 0 | 0 | 0 | 10.88 | 1.82 | 0 |  | kW | 0 | 6.733 | Residential |  | Annual | [5 empty] | 10 | 0.85 |  |  |  | 0 | 3 | 0 | 0 | 0 | 0 | 0 | 0 | 0 | 0 | 0 | 0 | 2009 Qtr 1: 0; 2009 Qtr 2: 0; 2009 Qtr 3: 3; 2009 Qtr 4: 0; 2010 Qtr 1: 0; 2010 Qtr 2: 0; 2010 Qtr 3: 0; 2010 Qtr 4: 0; 2011 Qtr 1: 0; 2011 Qtr 2: 0; 2011 Qtr 3: 0; 2011 Qtr 4: 0 | 3
0 | 348005-Low Flow Showerheads |  | System | Residential | HorizAxisClothesWasher | 0 | 0 |  |  |  | 37.95 | 0 | 0 | 0 | 33.71 | 4.24 | 0 |  | kW | 0 | 8.978 | Residential |  | Annual | [5 empty] | 10 | 0.7 |  |  |  | 0 | 2 | 0 | 0 | 0 | 0 | 0 | 0 | 0 | 0 | 0 | 0 | 2009 Qtr 1: 0; 2009 Qtr 2: 0; 2009 Qtr 3: 2; 2009 Qtr 4: 0; 2010 Qtr 1: 0; 2010 Qtr 2: 0; 2010 Qtr 3: 0; 2010 Qtr 4: 0; 2011 Qtr 1: 0; 2011 Qtr 2: 0; 2011 Qtr 3: 0; 2011 Qtr 4: 0 | 2
0 | 348003-Pipe Wrap |  | System | Residential | HorizAxisClothesWasher | 0 | 0 |  |  |  | 40 | 0 | 0 | 0 | 33.75 | 6.25 | 0 |  | kW | 0 | 8.978 | Residential |  | Annual | [5 empty] | 11 | 0.85 |  |  |  | 0 | 1 | 0 | 0 | 0 | 0 | 0 | 0 | 0 | 0 | 0 | 0 | 2009 Qtr 1: 0; 2009 Qtr 2: 0; 2009 Qtr 3: 1; 2009 Qtr 4: 0; 2010 Qtr 1: 0; 2010 Qtr 2: 0; 2010 Qtr 3: 0; 2010 Qtr 4: 0; 2011 Qtr 1: 0; 2011 Qtr 2: 0; 2011 Qtr 3: 0; 2011 Qtr 4: 0 | 1
0 | 348002-Duct Test and Seal (Gas Only) |  | System | Residential | AC_Cooling | 0 | 0 |  |  |  | 721.3171 | 0 | 0 | 0 | 644.7805 | 76.5366 | 0 |  | kW | 0 | 35 | Residential |  | Annual | [5 empty] | 18 | 0.78 |  |  |  | 0 | 0.41 | 0 | 0 | 0 | 0 | 0 | 0 | 0 | 0 | 0 | 0 | 2009 Qtr 1: 0; 2009 Qtr 2: 0; 2009 Qtr 3: 0.41; 2009 Qtr 4: 0; 2010 Qtr 1: 0; 2010 Qtr 2: 0; 2010 Qtr 3: 0; 2010 Qtr 4: 0; 2011 Qtr 1: 0; 2011 Qtr 2: 0; 2011 Qtr 3: 0; 2011 Qtr 4: 0 | 0.41
0 | 348004-Faucet Aerator |  | System | Residential | HorizAxisClothesWasher | 0 | 0 |  |  |  | 12.7 | 0 | 0 | 0 | 10.88 | 1.82 | 0 |  | kW | 0 | 6.733 | Residential |  | Annual | [5 empty] | 10 | 0.85 |  |  |  | 0 | 2 | 0 | 0 | 0 | 0 | 0 | 0 | 0 | 0 | 0 | 0 | 2009 Qtr 1: 0; 2009 Qtr 2: 0; 2009 Qtr 3: 2; 2009 Qtr 4: 0; 2010 Qtr 1: 0; 2010 Qtr 2: 0; 2010 Qtr 3: 0; 2010 Qtr 4: 0; 2011 Qtr 1: 0; 2011 Qtr 2: 0; 2011 Qtr 3: 0; 2011 Qtr 4: 0 | 2
0 | 348005-Low Flow Showerheads |  | System | Residential | HorizAxisClothesWasher | 0 | 0 |  |  |  | 37.95 | 0 | 0 | 0 | 33.71 | 4.24 | 0 |  | kW | 0 | 8.978 | Residential |  | Annual | [5 empty] | 10 | 0.7 |  |  |  | 0 | 1 | 0 | 0 | 0 | 0 | 0 | 0 | 0 | 0 | 0 | 0 | 2009 Qtr 1: 0; 2009 Qtr 2: 0; 2009 Qtr 3: 1; 2009 Qtr 4: 0; 2010 Qtr 1: 0; 2010 Qtr 2: 0; 2010 Qtr 3: 0; 2010 Qtr 4: 0; 2011 Qtr 1: 0; 2011 Qtr 2: 0; 2011 Qtr 3: 0; 2011 Qtr 4: 0 | 1
0 | 348003-Pipe Wrap |  | System | Residential | HorizAxisClothesWasher | 0 | 0 |  |  |  | 40 | 0 | 0 | 0 | 33.75 | 6.25 | 0 |  | kW | 0 | 8.978 | Residential |  | Annual | [5 empty] | 11 | 0.85 |  |  |  | 0 | 1 | 0 | 0 | 0 | 0 | 0 | 0 | 0 | 0 | 0 | 0 | 2009 Qtr 1: 0; 2009 Qtr 2: 0; 2009 Qtr 3: 1; 2009 Qtr 4: 0; 2010 Qtr 1: 0; 2010 Qtr 2: 0; 2010 Qtr 3: 0; 2010 Qtr 4: 0; 2011 Qtr 1: 0; 2011 Qtr 2: 0; 2011 Qtr 3: 0; 2011 Qtr 4: 0 | 1
0 | 348002-Duct Test and Seal (Gas Only) |  | System | Residential | AC_Cooling | 0 | 0 |  |  |  | 721.3171 | 0 | 0 | 0 | 644.7805 | 76.5366 | 0 |  | kW | 0 | 35 | Residential |  | Annual | [5 empty] | 18 | 0.78 |  |  |  | 0 | 0.41 | 0 | 0 | 0 | 0 | 0 | 0 | 0 | 0 | 0 | 0 | 2009 Qtr 1: 0; 2009 Qtr 2: 0; 2009 Qtr 3: 0.41; 2009 Qtr 4: 0; 2010 Qtr 1: 0; 2010 Qtr 2: 0; 2010 Qtr 3: 0; 2010 Qtr 4: 0; 2011 Qtr 1: 0; 2011 Qtr 2: 0; 2011 Qtr 3: 0; 2011 Qtr 4: 0 | 0.41
0 | 348004-Faucet Aerator |  | System | Residential | HorizAxisClothesWasher | 0 | 0 |  |  |  | 12.7 | 0 | 0 | 0 | 10.88 | 1.82 | 0 |  | kW | 0 | 6.733 | Residential |  | Annual | [5 empty] | 10 | 0.85 |  |  |  | 0 | 1 | 0 | 0 | 0 | 0 | 0 | 0 | 0 | 0 | 0 | 0 | 2009 Qtr 1: 0; 2009 Qtr 2: 0; 2009 Qtr 3: 1; 2009 Qtr 4: 0; 2010 Qtr 1: 0; 2010 Qtr 2: 0; 2010 Qtr 3: 0; 2010 Qtr 4: 0; 2011 Qtr 1: 0; 2011 Qtr 2: 0; 2011 Qtr 3: 0; 2011 Qtr 4: 0 | 1
0 | 348002-Duct Test and Seal (Gas Only) |  | System | Residential | AC_Cooling | 0 | 0 |  |  |  | 721.3171 | 0 | 0 | 0 | 644.7805 | 76.5366 | 0 |  | kW | 0 | 35 | Residential |  | Annual | [5 empty] | 18 | 0.78 |  |  |  | 0 | 0.41 | 0 | 0 | 0 | 0 | 0 | 0 | 0 | 0 | 0 | 0 | 2009 Qtr 1: 0; 2009 Qtr 2: 0; 2009 Qtr 3: 0.41; 2009 Qtr 4: 0; 2010 Qtr 1: 0; 2010 Qtr 2: 0; 2010 Qtr 3: 0; 2010 Qtr 4: 0; 2011 Qtr 1: 0; 2011 Qtr 2: 0; 2011 Qtr 3: 0; 2011 Qtr 4: 0 | 0.41
0 | 348004-Faucet Aerator |  | System | Residential | HorizAxisClothesWasher | 0 | 0 |  |  |  | 12.7 | 0 | 0 | 0 | 10.88 | 1.82 | 0 |  | kW | 0 | 6.733 | Residential |  | Annual | [5 empty] | 10 | 0.85 |  |  |  | 0 | 2 | 0 | 0 | 0 | 0 | 0 | 0 | 0 | 0 | 0 | 0 | 2009 Qtr 1: 0; 2009 Qtr 2: 0; 2009 Qtr 3: 2; 2009 Qtr 4: 0; 2010 Qtr 1: 0; 2010 Qtr 2: 0; 2010 Qtr 3: 0; 2010 Qtr 4: 0; 2011 Qtr 1: 0; 2011 Qtr 2: 0; 2011 Qtr 3: 0; 2011 Qtr 4: 0 | 2
0 | 348002-Duct Test and Seal (Gas Only) |  | System | Residential | AC_Cooling | 0 | 0 |  |  |  | 721.3171 | 0 | 0 | 0 | 644.7805 | 76.5366 | 0 |  | kW | 0 | 35 | Residential |  | Annual | [5 empty] | 18 | 0.78 |  |  |  | 0 | 0.41 | 0 | 0 | 0 | 0 | 0 | 0 | 0 | 0 | 0 | 0 | 2009 Qtr 1: 0; 2009 Qtr 2: 0; 2009 Qtr 3: 0.41; 2009 Qtr 4: 0; 2010 Qtr 1: 0; 2010 Qtr 2: 0; 2010 Qtr 3: 0; 2010 Qtr 4: 0; 2011 Qtr 1: 0; 2011 Qtr 2: 0; 2011 Qtr 3: 0; 2011 Qtr 4: 0 | 0.41
0 | 348004-Faucet Aerator |  | System | Residential | HorizAxisClothesWasher | 0 | 0 |  |  |  | 12.7 | 0 | 0 | 0 | 10.88 | 1.82 | 0 |  | kW | 0 | 6.733 | Residential |  | Annual | [5 empty] | 10 | 0.85 |  |  |  | 0 | 3 | 0 | 0 | 0 | 0 | 0 | 0 | 0 | 0 | 0 | 0 | 2009 Qtr 1: 0; 2009 Qtr 2: 0; 2009 Qtr 3: 3; 2009 Qtr 4: 0; 2010 Qtr 1: 0; 2010 Qtr 2: 0; 2010 Qtr 3: 0; 2010 Qtr 4: 0; 2011 Qtr 1: 0; 2011 Qtr 2: 0; 2011 Qtr 3: 0; 2011 Qtr 4: 0 | 3
0 | 348005-Low Flow Showerheads |  | System | Residential | HorizAxisClothesWasher | 0 | 0 |  |  |  | 37.95 | 0 | 0 | 0 | 33.71 | 4.24 | 0 |  | kW | 0 | 8.978 | Residential |  | Annual | [5 empty] | 10 | 0.7 |  |  |  | 0 | 2 | 0 | 0 | 0 | 0 | 0 | 0 | 0 | 0 | 0 | 0 | 2009 Qtr 1: 0; 2009 Qtr 2: 0; 2009 Qtr 3: 2; 2009 Qtr 4: 0; 2010 Qtr 1: 0; 2010 Qtr 2: 0; 2010 Qtr 3: 0; 2010 Qtr 4: 0; 2011 Qtr 1: 0; 2011 Qtr 2: 0; 2011 Qtr 3: 0; 2011 Qtr 4: 0 | 2
0 | 348003-Pipe Wrap |  | System | Residential | HorizAxisClothesWasher | 0 | 0 |  |  |  | 40 | 0 | 0 | 0 | 33.75 | 6.25 | 0 |  | kW | 0 | 8.978 | Residential |  | Annual | [5 empty] | 11 | 0.85 |  |  |  | 0 | 1 | 0 | 0 | 0 | 0 | 0 | 0 | 0 | 0 | 0 | 0 | 2009 Qtr 1: 0; 2009 Qtr 2: 0; 2009 Qtr 3: 1; 2009 Qtr 4: 0; 2010 Qtr 1: 0; 2010 Qtr 2: 0; 2010 Qtr 3: 0; 2010 Qtr 4: 0; 2011 Qtr 1: 0; 2011 Qtr 2: 0; 2011 Qtr 3: 0; 2011 Qtr 4: 0 | 1
0 | 348002-Duct Test and Seal (Gas Only) |  | System | Residential | AC_Cooling | 0 | 0 |  |  |  | 721.3171 | 0 | 0 | 0 | 644.7805 | 76.5366 | 0 |  | kW | 0 | 35 | Residential |  | Annual | [5 empty] | 18 | 0.78 |  |  |  | 0 | 0.41 | 0 | 0 | 0 | 0 | 0 | 0 | 0 | 0 | 0 | 0 | 2009 Qtr 1: 0; 2009 Qtr 2: 0; 2009 Qtr 3: 0.41; 2009 Qtr 4: 0; 2010 Qtr 1: 0; 2010 Qtr 2: 0; 2010 Qtr 3: 0; 2010 Qtr 4: 0; 2011 Qtr 1: 0; 2011 Qtr 2: 0; 2011 Qtr 3: 0; 2011 Qtr 4: 0 | 0.41
0 | 348004-Faucet Aerator |  | System | Residential | HorizAxisClothesWasher | 0 | 0 |  |  |  | 12.7 | 0 | 0 | 0 | 10.88 | 1.82 | 0 |  | kW | 0 | 6.733 | Residential |  | Annual | [5 empty] | 10 | 0.85 |  |  |  | 0 | 1 | 0 | 0 | 0 | 0 | 0 | 0 | 0 | 0 | 0 | 0 | 2009 Qtr 1: 0; 2009 Qtr 2: 0; 2009 Qtr 3: 1; 2009 Qtr 4: 0; 2010 Qtr 1: 0; 2010 Qtr 2: 0; 2010 Qtr 3: 0; 2010 Qtr 4: 0; 2011 Qtr 1: 0; 2011 Qtr 2: 0; 2011 Qtr 3: 0; 2011 Qtr 4: 0 | 1
0 | 348003-Pipe Wrap |  | System | Residential | HorizAxisClothesWasher | 0 | 0 |  |  |  | 40 | 0 | 0 | 0 | 33.75 | 6.25 | 0 |  | kW | 0 | 8.978 | Residential |  | Annual | [5 empty] | 11 | 0.85 |  |  |  | 0 | 1 | 0 | 0 | 0 | 0 | 0 | 0 | 0 | 0 | 0 | 0 | 2009 Qtr 1: 0; 2009 Qtr 2: 0; 2009 Qtr 3: 1; 2009 Qtr 4: 0; 2010 Qtr 1: 0; 2010 Qtr 2: 0; 2010 Qtr 3: 0; 2010 Qtr 4: 0; 2011 Qtr 1: 0; 2011 Qtr 2: 0; 2011 Qtr 3: 0; 2011 Qtr 4: 0 | 1
0 | 348002-Duct Test and Seal (Gas Only) |  | System | Residential | AC_Cooling | 0 | 0 |  |  |  | 721.3171 | 0 | 0 | 0 | 644.7805 | 76.5366 | 0 |  | kW | 0 | 35 | Residential |  | Annual | [5 empty] | 18 | 0.78 |  |  |  | 0 | 0.41 | 0 | 0 | 0 | 0 | 0 | 0 | 0 | 0 | 0 | 0 | 2009 Qtr 1: 0; 2009 Qtr 2: 0; 2009 Qtr 3: 0.41; 2009 Qtr 4: 0; 2010 Qtr 1: 0; 2010 Qtr 2: 0; 2010 Qtr 3: 0; 2010 Qtr 4: 0; 2011 Qtr 1: 0; 2011 Qtr 2: 0; 2011 Qtr 3: 0; 2011 Qtr 4: 0 | 0.41
0 | 348004-Faucet Aerator |  | System | Residential | HorizAxisClothesWasher | 0 | 0 |  |  |  | 12.7 | 0 | 0 | 0 | 10.88 | 1.82 | 0 |  | kW | 0 | 6.733 | Residential |  | Annual | [5 empty] | 10 | 0.85 |  |  |  | 0 | 2 | 0 | 0 | 0 | 0 | 0 | 0 | 0 | 0 | 0 | 0 | 2009 Qtr 1: 0; 2009 Qtr 2: 0; 2009 Qtr 3: 2; 2009 Qtr 4: 0; 2010 Qtr 1: 0; 2010 Qtr 2: 0; 2010 Qtr 3: 0; 2010 Qtr 4: 0; 2011 Qtr 1: 0; 2011 Qtr 2: 0; 2011 Qtr 3: 0; 2011 Qtr 4: 0 | 2
0 | 348005-Low Flow Showerheads |  | System | Residential | HorizAxisClothesWasher | 0 | 0 |  |  |  | 37.95 | 0 | 0 | 0 | 33.71 | 4.24 | 0 |  | kW | 0 | 8.978 | Residential |  | Annual | [5 empty] | 10 | 0.7 |  |  |  | 0 | 1 | 0 | 0 | 0 | 0 | 0 | 0 | 0 | 0 | 0 | 0 | 2009 Qtr 1: 0; 2009 Qtr 2: 0; 2009 Qtr 3: 1; 2009 Qtr 4: 0; 2010 Qtr 1: 0; 2010 Qtr 2: 0; 2010 Qtr 3: 0; 2010 Qtr 4: 0; 2011 Qtr 1: 0; 2011 Qtr 2: 0; 2011 Qtr 3: 0; 2011 Qtr 4: 0 | 1
0 | 348003-Pipe Wrap |  | System | Residential | HorizAxisClothesWasher | 0 | 0 |  |  |  | 40 | 0 | 0 | 0 | 33.75 | 6.25 | 0 |  | kW | 0 | 8.978 | Residential |  | Annual | [5 empty] | 11 | 0.85 |  |  |  | 0 | 1 | 0 | 0 | 0 | 0 | 0 | 0 | 0 | 0 | 0 | 0 | 2009 Qtr 1: 0; 2009 Qtr 2: 0; 2009 Qtr 3: 1; 2009 Qtr 4: 0; 2010 Qtr 1: 0; 2010 Qtr 2: 0; 2010 Qtr 3: 0; 2010 Qtr 4: 0; 2011 Qtr 1: 0; 2011 Qtr 2: 0; 2011 Qtr 3: 0; 2011 Qtr 4: 0 | 1
0 | 348002-Duct Test and Seal (Gas Only) |  | System | Residential | AC_Cooling | 0 | 0 |  |  |  | 721.3171 | 0 | 0 | 0 | 644.7805 | 76.5366 | 0 |  | kW | 0 | 35 | Residential |  | Annual | [5 empty] | 18 | 0.78 |  |  |  | 0 | 0.41 | 0 | 0 | 0 | 0 | 0 | 0 | 0 | 0 | 0 | 0 | 2009 Qtr 1: 0; 2009 Qtr 2: 0; 2009 Qtr 3: 0.41; 2009 Qtr 4: 0; 2010 Qtr 1: 0; 2010 Qtr 2: 0; 2010 Qtr 3: 0; 2010 Qtr 4: 0; 2011 Qtr 1: 0; 2011 Qtr 2: 0; 2011 Qtr 3: 0; 2011 Qtr 4: 0 | 0.41
0 | 348004-Faucet Aerator |  | System | Residential | HorizAxisClothesWasher | 0 | 0 |  |  |  | 12.7 | 0 | 0 | 0 | 10.88 | 1.82 | 0 |  | kW | 0 | 6.733 | Residential |  | Annual | [5 empty] | 10 | 0.85 |  |  |  | 0 | 3 | 0 | 0 | 0 | 0 | 0 | 0 | 0 | 0 | 0 | 0 | 2009 Qtr 1: 0; 2009 Qtr 2: 0; 2009 Qtr 3: 3; 2009 Qtr 4: 0; 2010 Qtr 1: 0; 2010 Qtr 2: 0; 2010 Qtr 3: 0; 2010 Qtr 4: 0; 2011 Qtr 1: 0; 2011 Qtr 2: 0; 2011 Qtr 3: 0; 2011 Qtr 4: 0 | 3
0 | 348005-Low Flow Showerheads |  | System | Residential | HorizAxisClothesWasher | 0 | 0 |  |  |  | 37.95 | 0 | 0 | 0 | 33.71 | 4.24 | 0 |  | kW | 0 | 8.978 | Residential |  | Annual | [5 empty] | 10 | 0.7 |  |  |  | 0 | 1 | 0 | 0 | 0 | 0 | 0 | 0 | 0 | 0 | 0 | 0 | 2009 Qtr 1: 0; 2009 Qtr 2: 0; 2009 Qtr 3: 1; 2009 Qtr 4: 0; 2010 Qtr 1: 0; 2010 Qtr 2: 0; 2010 Qtr 3: 0; 2010 Qtr 4: 0; 2011 Qtr 1: 0; 2011 Qtr 2: 0; 2011 Qtr 3: 0; 2011 Qtr 4: 0 | 1
0 | 348002-Duct Test and Seal (Gas Only) |  | System | Residential | AC_Cooling | 0 | 0 |  |  |  | 721.3171 | 0 | 0 | 0 | 644.7805 | 76.5366 | 0 |  | kW | 0 | 35 | Residential |  | Annual | [5 empty] | 18 | 0.78 |  |  |  | 0 | 0.41 | 0 | 0 | 0 | 0 | 0 | 0 | 0 | 0 | 0 | 0 | 2009 Qtr 1: 0; 2009 Qtr 2: 0; 2009 Qtr 3: 0.41; 2009 Qtr 4: 0; 2010 Qtr 1: 0; 2010 Qtr 2: 0; 2010 Qtr 3: 0; 2010 Qtr 4: 0; 2011 Qtr 1: 0; 2011 Qtr 2: 0; 2011 Qtr 3: 0; 2011 Qtr 4: 0 | 0.41
0 | 348004-Faucet Aerator |  | System | Residential | HorizAxisClothesWasher | 0 | 0 |  |  |  | 12.7 | 0 | 0 | 0 | 10.88 | 1.82 | 0 |  | kW | 0 | 6.733 | Residential |  | Annual | [5 empty] | 10 | 0.85 |  |  |  | 0 | 2 | 0 | 0 | 0 | 0 | 0 | 0 | 0 | 0 | 0 | 0 | 2009 Qtr 1: 0; 2009 Qtr 2: 0; 2009 Qtr 3: 2; 2009 Qtr 4: 0; 2010 Qtr 1: 0; 2010 Qtr 2: 0; 2010 Qtr 3: 0; 2010 Qtr 4: 0; 2011 Qtr 1: 0; 2011 Qtr 2: 0; 2011 Qtr 3: 0; 2011 Qtr 4: 0 | 2
0 | 348005-Low Flow Showerheads |  | System | Residential | HorizAxisClothesWasher | 0 | 0 |  |  |  | 37.95 | 0 | 0 | 0 | 33.71 | 4.24 | 0 |  | kW | 0 | 8.978 | Residential |  | Annual | [5 empty] | 10 | 0.7 |  |  |  | 0 | 1 | 0 | 0 | 0 | 0 | 0 | 0 | 0 | 0 | 0 | 0 | 2009 Qtr 1: 0; 2009 Qtr 2: 0; 2009 Qtr 3: 1; 2009 Qtr 4: 0; 2010 Qtr 1: 0; 2010 Qtr 2: 0; 2010 Qtr 3: 0; 2010 Qtr 4: 0; 2011 Qtr 1: 0; 2011 Qtr 2: 0; 2011 Qtr 3: 0; 2011 Qtr 4: 0 | 1
0 | 348002-Duct Test and Seal (Gas Only) |  | System | Residential | AC_Cooling | 0 | 0 |  |  |  | 721.3171 | 0 | 0 | 0 | 644.7805 | 76.5366 | 0 |  | kW | 0 | 35 | Residential |  | Annual | [5 empty] | 18 | 0.78 |  |  |  | 0 | 0.41 | 0 | 0 | 0 | 0 | 0 | 0 | 0 | 0 | 0 | 0 | 2009 Qtr 1: 0; 2009 Qtr 2: 0; 2009 Qtr 3: 0.41; 2009 Qtr 4: 0; 2010 Qtr 1: 0; 2010 Qtr 2: 0; 2010 Qtr 3: 0; 2010 Qtr 4: 0; 2011 Qtr 1: 0; 2011 Qtr 2: 0; 2011 Qtr 3: 0; 2011 Qtr 4: 0 | 0.41
0 | 348004-Faucet Aerator |  | System | Residential | HorizAxisClothesWasher | 0 | 0 |  |  |  | 12.7 | 0 | 0 | 0 | 10.88 | 1.82 | 0 |  | kW | 0 | 6.733 | Residential |  | Annual | [5 empty] | 10 | 0.85 |  |  |  | 0 | 3 | 0 | 0 | 0 | 0 | 0 | 0 | 0 | 0 | 0 | 0 | 2009 Qtr 1: 0; 2009 Qtr 2: 0; 2009 Qtr 3: 3; 2009 Qtr 4: 0; 2010 Qtr 1: 0; 2010 Qtr 2: 0; 2010 Qtr 3: 0; 2010 Qtr 4: 0; 2011 Qtr 1: 0; 2011 Qtr 2: 0; 2011 Qtr 3: 0; 2011 Qtr 4: 0 | 3
0 | 348003-Pipe Wrap |  | System | Residential | HorizAxisClothesWasher | 0 | 0 |  |  |  | 40 | 0 | 0 | 0 | 33.75 | 6.25 | 0 |  | kW | 0 | 8.978 | Residential |  | Annual | [5 empty] | 11 | 0.85 |  |  |  | 0 | 1 | 0 | 0 | 0 | 0 | 0 | 0 | 0 | 0 | 0 | 0 | 2009 Qtr 1: 0; 2009 Qtr 2: 0; 2009 Qtr 3: 1; 2009 Qtr 4: 0; 2010 Qtr 1: 0; 2010 Qtr 2: 0; 2010 Qtr 3: 0; 2010 Qtr 4: 0; 2011 Qtr 1: 0; 2011 Qtr 2: 0; 2011 Qtr 3: 0; 2011 Qtr 4: 0 | 1
0 | 348002-Duct Test and Seal (Gas Only) |  | System | Residential | AC_Cooling | 0 | 0 |  |  |  | 721.3171 | 0 | 0 | 0 | 644.7805 | 76.5366 | 0 |  | kW | 0 | 35 | Residential |  | Annual | [5 empty] | 18 | 0.78 |  |  |  | 0 | 0.41 | 0 | 0 | 0 | 0 | 0 | 0 | 0 | 0 | 0 | 0 | 2009 Qtr 1: 0; 2009 Qtr 2: 0; 2009 Qtr 3: 0.41; 2009 Qtr 4: 0; 2010 Qtr 1: 0; 2010 Qtr 2: 0; 2010 Qtr 3: 0; 2010 Qtr 4: 0; 2011 Qtr 1: 0; 2011 Qtr 2: 0; 2011 Qtr 3: 0; 2011 Qtr 4: 0 | 0.41
0 | 348004-Faucet Aerator |  | System | Residential | HorizAxisClothesWasher | 0 | 0 |  |  |  | 12.7 | 0 | 0 | 0 | 10.88 | 1.82 | 0 |  | kW | 0 | 6.733 | Residential |  | Annual | [5 empty] | 10 | 0.85 |  |  |  | 0 | 2 | 0 | 0 | 0 | 0 | 0 | 0 | 0 | 0 | 0 | 0 | 2009 Qtr 1: 0; 2009 Qtr 2: 0; 2009 Qtr 3: 2; 2009 Qtr 4: 0; 2010 Qtr 1: 0; 2010 Qtr 2: 0; 2010 Qtr 3: 0; 2010 Qtr 4: 0; 2011 Qtr 1: 0; 2011 Qtr 2: 0; 2011 Qtr 3: 0; 2011 Qtr 4: 0 | 2
0 | 348005-Low Flow Showerheads |  | System | Residential | HorizAxisClothesWasher | 0 | 0 |  |  |  | 37.95 | 0 | 0 | 0 | 33.71 | 4.24 | 0 |  | kW | 0 | 8.978 | Residential |  | Annual | [5 empty] | 10 | 0.7 |  |  |  | 0 | 1 | 0 | 0 | 0 | 0 | 0 | 0 | 0 | 0 | 0 | 0 | 2009 Qtr 1: 0; 2009 Qtr 2: 0; 2009 Qtr 3: 1; 2009 Qtr 4: 0; 2010 Qtr 1: 0; 2010 Qtr 2: 0; 2010 Qtr 3: 0; 2010 Qtr 4: 0; 2011 Qtr 1: 0; 2011 Qtr 2: 0; 2011 Qtr 3: 0; 2011 Qtr 4: 0 | 1
0 | 348003-Pipe Wrap |  | System | Residential | HorizAxisClothesWasher | 0 | 0 |  |  |  | 40 | 0 | 0 | 0 | 33.75 | 6.25 | 0 |  | kW | 0 | 8.978 | Residential |  | Annual | [5 empty] | 11 | 0.85 |  |  |  | 0 | 1 | 0 | 0 | 0 | 0 | 0 | 0 | 0 | 0 | 0 | 0 | 2009 Qtr 1: 0; 2009 Qtr 2: 0; 2009 Qtr 3: 1; 2009 Qtr 4: 0; 2010 Qtr 1: 0; 2010 Qtr 2: 0; 2010 Qtr 3: 0; 2010 Qtr 4: 0; 2011 Qtr 1: 0; 2011 Qtr 2: 0; 2011 Qtr 3: 0; 2011 Qtr 4: 0 | 1
0 | 348004-Faucet Aerator |  | System | Residential | HorizAxisClothesWasher | 0 | 0 |  |  |  | 12.7 | 0 | 0 | 0 | 10.88 | 1.82 | 0 |  | kW | 0 | 6.733 | Residential |  | Annual | [5 empty] | 10 | 0.85 |  |  |  | 0 | 2 | 0 | 0 | 0 | 0 | 0 | 0 | 0 | 0 | 0 | 0 | 2009 Qtr 1: 0; 2009 Qtr 2: 0; 2009 Qtr 3: 2; 2009 Qtr 4: 0; 2010 Qtr 1: 0; 2010 Qtr 2: 0; 2010 Qtr 3: 0; 2010 Qtr 4: 0; 2011 Qtr 1: 0; 2011 Qtr 2: 0; 2011 Qtr 3: 0; 2011 Qtr 4: 0 | 2
0 | 348005-Low Flow Showerheads |  | System | Residential | HorizAxisClothesWasher | 0 | 0 |  |  |  | 37.95 | 0 | 0 | 0 | 33.71 | 4.24 | 0 |  | kW | 0 | 8.978 | Residential |  | Annual | [5 empty] | 10 | 0.7 |  |  |  | 0 | 2 | 0 | 0 | 0 | 0 | 0 | 0 | 0 | 0 | 0 | 0 | 2009 Qtr 1: 0; 2009 Qtr 2: 0; 2009 Qtr 3: 2; 2009 Qtr 4: 0; 2010 Qtr 1: 0; 2010 Qtr 2: 0; 2010 Qtr 3: 0; 2010 Qtr 4: 0; 2011 Qtr 1: 0; 2011 Qtr 2: 0; 2011 Qtr 3: 0; 2011 Qtr 4: 0 | 2
0 | 348003-Pipe Wrap |  | System | Residential | HorizAxisClothesWasher | 0 | 0 |  |  |  | 40 | 0 | 0 | 0 | 33.75 | 6.25 | 0 |  | kW | 0 | 8.978 | Residential |  | Annual | [5 empty] | 11 | 0.85 |  |  |  | 0 | 1 | 0 | 0 | 0 | 0 | 0 | 0 | 0 | 0 | 0 | 0 | 2009 Qtr 1: 0; 2009 Qtr 2: 0; 2009 Qtr 3: 1; 2009 Qtr 4: 0; 2010 Qtr 1: 0; 2010 Qtr 2: 0; 2010 Qtr 3: 0; 2010 Qtr 4: 0; 2011 Qtr 1: 0; 2011 Qtr 2: 0; 2011 Qtr 3: 0; 2011 Qtr 4: 0 | 1
0 | 348002-Duct Test and Seal (Gas Only) |  | System | Residential | AC_Cooling | 0 | 0 |  |  |  | 721.3171 | 0 | 0 | 0 | 644.7805 | 76.5366 | 0 |  | kW | 0 | 35 | Residential |  | Annual | [5 empty] | 18 | 0.78 |  |  |  | 0 | 0.41 | 0 | 0 | 0 | 0 | 0 | 0 | 0 | 0 | 0 | 0 | 2009 Qtr 1: 0; 2009 Qtr 2: 0; 2009 Qtr 3: 0.41; 2009 Qtr 4: 0; 2010 Qtr 1: 0; 2010 Qtr 2: 0; 2010 Qtr 3: 0; 2010 Qtr 4: 0; 2011 Qtr 1: 0; 2011 Qtr 2: 0; 2011 Qtr 3: 0; 2011 Qtr 4: 0 | 0.41
0 | 348005-Low Flow Showerheads |  | System | Residential | HorizAxisClothesWasher | 0 | 0 |  |  |  | 37.95 | 0 | 0 | 0 | 33.71 | 4.24 | 0 |  | kW | 0 | 8.978 | Residential |  | Annual | [5 empty] | 10 | 0.7 |  |  |  | 0 | 2 | 0 | 0 | 0 | 0 | 0 | 0 | 0 | 0 | 0 | 0 | 2009 Qtr 1: 0; 2009 Qtr 2: 0; 2009 Qtr 3: 2; 2009 Qtr 4: 0; 2010 Qtr 1: 0; 2010 Qtr 2: 0; 2010 Qtr 3: 0; 2010 Qtr 4: 0; 2011 Qtr 1: 0; 2011 Qtr 2: 0; 2011 Qtr 3: 0; 2011 Qtr 4: 0 | 2
0 | 348002-Duct Test and Seal (Gas Only) |  | System | Residential | AC_Cooling | 0 | 0 |  |  |  | 721.3171 | 0 | 0 | 0 | 644.7805 | 76.5366 | 0 |  | kW | 0 | 35 | Residential |  | Annual | [5 empty] | 18 | 0.78 |  |  |  | 0 | 0.41 | 0 | 0 | 0 | 0 | 0 | 0 | 0 | 0 | 0 | 0 | 2009 Qtr 1: 0; 2009 Qtr 2: 0; 2009 Qtr 3: 0.41; 2009 Qtr 4: 0; 2010 Qtr 1: 0; 2010 Qtr 2: 0; 2010 Qtr 3: 0; 2010 Qtr 4: 0; 2011 Qtr 1: 0; 2011 Qtr 2: 0; 2011 Qtr 3: 0; 2011 Qtr 4: 0 | 0.41
0 | 348004-Faucet Aerator |  | System | Residential | HorizAxisClothesWasher | 0 | 0 |  |  |  | 12.7 | 0 | 0 | 0 | 10.88 | 1.82 | 0 |  | kW | 0 | 6.733 | Residential |  | Annual | [5 empty] | 10 | 0.85 |  |  |  | 0 | 1 | 0 | 0 | 0 | 0 | 0 | 0 | 0 | 0 | 0 | 0 | 2009 Qtr 1: 0; 2009 Qtr 2: 0; 2009 Qtr 3: 1; 2009 Qtr 4: 0; 2010 Qtr 1: 0; 2010 Qtr 2: 0; 2010 Qtr 3: 0; 2010 Qtr 4: 0; 2011 Qtr 1: 0; 2011 Qtr 2: 0; 2011 Qtr 3: 0; 2011 Qtr 4: 0 | 1
0 | 348005-Low Flow Showerheads |  | System | Residential | HorizAxisClothesWasher | 0 | 0 |  |  |  | 37.95 | 0 | 0 | 0 | 33.71 | 4.24 | 0 |  | kW | 0 | 8.978 | Residential |  | Annual | [5 empty] | 10 | 0.7 |  |  |  | 0 | 1 | 0 | 0 | 0 | 0 | 0 | 0 | 0 | 0 | 0 | 0 | 2009 Qtr 1: 0; 2009 Qtr 2: 0; 2009 Qtr 3: 1; 2009 Qtr 4: 0; 2010 Qtr 1: 0; 2010 Qtr 2: 0; 2010 Qtr 3: 0; 2010 Qtr 4: 0; 2011 Qtr 1: 0; 2011 Qtr 2: 0; 2011 Qtr 3: 0; 2011 Qtr 4: 0 | 1
0 | 348002-Duct Test and Seal (Gas Only) |  | System | Residential | AC_Cooling | 0 | 0 |  |  |  | 721.3171 | 0 | 0 | 0 | 644.7805 | 76.5366 | 0 |  | kW | 0 | 35 | Residential |  | Annual | [5 empty] | 18 | 0.78 |  |  |  | 0 | 0.41 | 0 | 0 | 0 | 0 | 0 | 0 | 0 | 0 | 0 | 0 | 2009 Qtr 1: 0; 2009 Qtr 2: 0; 2009 Qtr 3: 0.41; 2009 Qtr 4: 0; 2010 Qtr 1: 0; 2010 Qtr 2: 0; 2010 Qtr 3: 0; 2010 Qtr 4: 0; 2011 Qtr 1: 0; 2011 Qtr 2: 0; 2011 Qtr 3: 0; 2011 Qtr 4: 0 | 0.41
0 | 348004-Faucet Aerator |  | System | Residential | HorizAxisClothesWasher | 0 | 0 |  |  |  | 12.7 | 0 | 0 | 0 | 10.88 | 1.82 | 0 |  | kW | 0 | 6.733 | Residential |  | Annual | [5 empty] | 10 | 0.85 |  |  |  | 0 | 3 | 0 | 0 | 0 | 0 | 0 | 0 | 0 | 0 | 0 | 0 | 2009 Qtr 1: 0; 2009 Qtr 2: 0; 2009 Qtr 3: 3; 2009 Qtr 4: 0; 2010 Qtr 1: 0; 2010 Qtr 2: 0; 2010 Qtr 3: 0; 2010 Qtr 4: 0; 2011 Qtr 1: 0; 2011 Qtr 2: 0; 2011 Qtr 3: 0; 2011 Qtr 4: 0 | 3
0 | 348005-Low Flow Showerheads |  | System | Residential | HorizAxisClothesWasher | 0 | 0 |  |  |  | 37.95 | 0 | 0 | 0 | 33.71 | 4.24 | 0 |  | kW | 0 | 8.978 | Residential |  | Annual | [5 empty] | 10 | 0.7 |  |  |  | 0 | 2 | 0 | 0 | 0 | 0 | 0 | 0 | 0 | 0 | 0 | 0 | 2009 Qtr 1: 0; 2009 Qtr 2: 0; 2009 Qtr 3: 2; 2009 Qtr 4: 0; 2010 Qtr 1: 0; 2010 Qtr 2: 0; 2010 Qtr 3: 0; 2010 Qtr 4: 0; 2011 Qtr 1: 0; 2011 Qtr 2: 0; 2011 Qtr 3: 0; 2011 Qtr 4: 0 | 2
0 | 348003-Pipe Wrap |  | System | Residential | HorizAxisClothesWasher | 0 | 0 |  |  |  | 40 | 0 | 0 | 0 | 33.75 | 6.25 | 0 |  | kW | 0 | 8.978 | Residential |  | Annual | [5 empty] | 11 | 0.85 |  |  |  | 0 | 1 | 0 | 0 | 0 | 0 | 0 | 0 | 0 | 0 | 0 | 0 | 2009 Qtr 1: 0; 2009 Qtr 2: 0; 2009 Qtr 3: 1; 2009 Qtr 4: 0; 2010 Qtr 1: 0; 2010 Qtr 2: 0; 2010 Qtr 3: 0; 2010 Qtr 4: 0; 2011 Qtr 1: 0; 2011 Qtr 2: 0; 2011 Qtr 3: 0; 2011 Qtr 4: 0 | 1
0 | 348002-Duct Test and Seal (Gas Only) |  | System | Residential | AC_Cooling | 0 | 0 |  |  |  | 721.3171 | 0 | 0 | 0 | 644.7805 | 76.5366 | 0 |  | kW | 0 | 35 | Residential |  | Annual | [5 empty] | 18 | 0.78 |  |  |  | 0 | 0.41 | 0 | 0 | 0 | 0 | 0 | 0 | 0 | 0 | 0 | 0 | 2009 Qtr 1: 0; 2009 Qtr 2: 0; 2009 Qtr 3: 0.41; 2009 Qtr 4: 0; 2010 Qtr 1: 0; 2010 Qtr 2: 0; 2010 Qtr 3: 0; 2010 Qtr 4: 0; 2011 Qtr 1: 0; 2011 Qtr 2: 0; 2011 Qtr 3: 0; 2011 Qtr 4: 0 | 0.41
0 | 348004-Faucet Aerator |  | System | Residential | HorizAxisClothesWasher | 0 | 0 |  |  |  | 12.7 | 0 | 0 | 0 | 10.88 | 1.82 | 0 |  | kW | 0 | 6.733 | Residential |  | Annual | [5 empty] | 10 | 0.85 |  |  |  | 0 | 3 | 0 | 0 | 0 | 0 | 0 | 0 | 0 | 0 | 0 | 0 | 2009 Qtr 1: 0; 2009 Qtr 2: 0; 2009 Qtr 3: 3; 2009 Qtr 4: 0; 2010 Qtr 1: 0; 2010 Qtr 2: 0; 2010 Qtr 3: 0; 2010 Qtr 4: 0; 2011 Qtr 1: 0; 2011 Qtr 2: 0; 2011 Qtr 3: 0; 2011 Qtr 4: 0 | 3
0 | 348005-Low Flow Showerheads |  | System | Residential | HorizAxisClothesWasher | 0 | 0 |  |  |  | 37.95 | 0 | 0 | 0 | 33.71 | 4.24 | 0 |  | kW | 0 | 8.978 | Residential |  | Annual | [5 empty] | 10 | 0.7 |  |  |  | 0 | 2 | 0 | 0 | 0 | 0 | 0 | 0 | 0 | 0 | 0 | 0 | 2009 Qtr 1: 0; 2009 Qtr 2: 0; 2009 Qtr 3: 2; 2009 Qtr 4: 0; 2010 Qtr 1: 0; 2010 Qtr 2: 0; 2010 Qtr 3: 0; 2010 Qtr 4: 0; 2011 Qtr 1: 0; 2011 Qtr 2: 0; 2011 Qtr 3: 0; 2011 Qtr 4: 0 | 2
0 | 348003-Pipe Wrap |  | System | Residential | HorizAxisClothesWasher | 0 | 0 |  |  |  | 40 | 0 | 0 | 0 | 33.75 | 6.25 | 0 |  | kW | 0 | 8.978 | Residential |  | Annual | [5 empty] | 11 | 0.85 |  |  |  | 0 | 1 | 0 | 0 | 0 | 0 | 0 | 0 | 0 | 0 | 0 | 0 | 2009 Qtr 1: 0; 2009 Qtr 2: 0; 2009 Qtr 3: 1; 2009 Qtr 4: 0; 2010 Qtr 1: 0; 2010 Qtr 2: 0; 2010 Qtr 3: 0; 2010 Qtr 4: 0; 2011 Qtr 1: 0; 2011 Qtr 2: 0; 2011 Qtr 3: 0; 2011 Qtr 4: 0 | 1
0 | 348002-Duct Test and Seal (Gas Only) |  | System | Residential | AC_Cooling | 0 | 0 |  |  |  | 721.3171 | 0 | 0 | 0 | 644.7805 | 76.5366 | 0 |  | kW | 0 | 35 | Residential |  | Annual | [5 empty] | 18 | 0.78 |  |  |  | 0 | 0.41 | 0 | 0 | 0 | 0 | 0 | 0 | 0 | 0 | 0 | 0 | 2009 Qtr 1: 0; 2009 Qtr 2: 0; 2009 Qtr 3: 0.41; 2009 Qtr 4: 0; 2010 Qtr 1: 0; 2010 Qtr 2: 0; 2010 Qtr 3: 0; 2010 Qtr 4: 0; 2011 Qtr 1: 0; 2011 Qtr 2: 0; 2011 Qtr 3: 0; 2011 Qtr 4: 0 | 0.41
0 | 348004-Faucet Aerator |  | System | Residential | HorizAxisClothesWasher | 0 | 0 |  |  |  | 12.7 | 0 | 0 | 0 | 10.88 | 1.82 | 0 |  | kW | 0 | 6.733 | Residential |  | Annual | [5 empty] | 10 | 0.85 |  |  |  | 0 | 3 | 0 | 0 | 0 | 0 | 0 | 0 | 0 | 0 | 0 | 0 | 2009 Qtr 1: 0; 2009 Qtr 2: 0; 2009 Qtr 3: 3; 2009 Qtr 4: 0; 2010 Qtr 1: 0; 2010 Qtr 2: 0; 2010 Qtr 3: 0; 2010 Qtr 4: 0; 2011 Qtr 1: 0; 2011 Qtr 2: 0; 2011 Qtr 3: 0; 2011 Qtr 4: 0 | 3
0 | 348005-Low Flow Showerheads |  | System | Residential | HorizAxisClothesWasher | 0 | 0 |  |  |  | 37.95 | 0 | 0 | 0 | 33.71 | 4.24 | 0 |  | kW | 0 | 8.978 | Residential |  | Annual | [5 empty] | 10 | 0.7 |  |  |  | 0 | 2 | 0 | 0 | 0 | 0 | 0 | 0 | 0 | 0 | 0 | 0 | 2009 Qtr 1: 0; 2009 Qtr 2: 0; 2009 Qtr 3: 2; 2009 Qtr 4: 0; 2010 Qtr 1: 0; 2010 Qtr 2: 0; 2010 Qtr 3: 0; 2010 Qtr 4: 0; 2011 Qtr 1: 0; 2011 Qtr 2: 0; 2011 Qtr 3: 0; 2011 Qtr 4: 0 | 2
0 | 348003-Pipe Wrap |  | System | Residential | HorizAxisClothesWasher | 0 | 0 |  |  |  | 40 | 0 | 0 | 0 | 33.75 | 6.25 | 0 |  | kW | 0 | 8.978 | Residential |  | Annual | [5 empty] | 11 | 0.85 |  |  |  | 0 | 1 | 0 | 0 | 0 | 0 | 0 | 0 | 0 | 0 | 0 | 0 | 2009 Qtr 1: 0; 2009 Qtr 2: 0; 2009 Qtr 3: 1; 2009 Qtr 4: 0; 2010 Qtr 1: 0; 2010 Qtr 2: 0; 2010 Qtr 3: 0; 2010 Qtr 4: 0; 2011 Qtr 1: 0; 2011 Qtr 2: 0; 2011 Qtr 3: 0; 2011 Qtr 4: 0 | 1
0 | 348002-Duct Test and Seal (Gas Only) |  | System | Residential | AC_Cooling | 0 | 0 |  |  |  | 721.3171 | 0 | 0 | 0 | 644.7805 | 76.5366 | 0 |  | kW | 0 | 35 | Residential |  | Annual | [5 empty] | 18 | 0.78 |  |  |  | 0 | 0.41 | 0 | 0 | 0 | 0 | 0 | 0 | 0 | 0 | 0 | 0 | 2009 Qtr 1: 0; 2009 Qtr 2: 0; 2009 Qtr 3: 0.41; 2009 Qtr 4: 0; 2010 Qtr 1: 0; 2010 Qtr 2: 0; 2010 Qtr 3: 0; 2010 Qtr 4: 0; 2011 Qtr 1: 0; 2011 Qtr 2: 0; 2011 Qtr 3: 0; 2011 Qtr 4: 0 | 0.41
0 | 348004-Faucet Aerator |  | System | Residential | HorizAxisClothesWasher | 0 | 0 |  |  |  | 12.7 | 0 | 0 | 0 | 10.88 | 1.82 | 0 |  | kW | 0 | 6.733 | Residential |  | Annual | [5 empty] | 10 | 0.85 |  |  |  | 0 | 2 | 0 | 0 | 0 | 0 | 0 | 0 | 0 | 0 | 0 | 0 | 2009 Qtr 1: 0; 2009 Qtr 2: 0; 2009 Qtr 3: 2; 2009 Qtr 4: 0; 2010 Qtr 1: 0; 2010 Qtr 2: 0; 2010 Qtr 3: 0; 2010 Qtr 4: 0; 2011 Qtr 1: 0; 2011 Qtr 2: 0; 2011 Qtr 3: 0; 2011 Qtr 4: 0 | 2
0 | 348005-Low Flow Showerheads |  | System | Residential | HorizAxisClothesWasher | 0 | 0 |  |  |  | 37.95 | 0 | 0 | 0 | 33.71 | 4.24 | 0 |  | kW | 0 | 8.978 | Residential |  | Annual | [5 empty] | 10 | 0.7 |  |  |  | 0 | 1 | 0 | 0 | 0 | 0 | 0 | 0 | 0 | 0 | 0 | 0 | 2009 Qtr 1: 0; 2009 Qtr 2: 0; 2009 Qtr 3: 1; 2009 Qtr 4: 0; 2010 Qtr 1: 0; 2010 Qtr 2: 0; 2010 Qtr 3: 0; 2010 Qtr 4: 0; 2011 Qtr 1: 0; 2011 Qtr 2: 0; 2011 Qtr 3: 0; 2011 Qtr 4: 0 | 1
0 | 348003-Pipe Wrap |  | System | Residential | HorizAxisClothesWasher | 0 | 0 |  |  |  | 40 | 0 | 0 | 0 | 33.75 | 6.25 | 0 |  | kW | 0 | 8.978 | Residential |  | Annual | [5 empty] | 11 | 0.85 |  |  |  | 0 | 1 | 0 | 0 | 0 | 0 | 0 | 0 | 0 | 0 | 0 | 0 | 2009 Qtr 1: 0; 2009 Qtr 2: 0; 2009 Qtr 3: 1; 2009 Qtr 4: 0; 2010 Qtr 1: 0; 2010 Qtr 2: 0; 2010 Qtr 3: 0; 2010 Qtr 4: 0; 2011 Qtr 1: 0; 2011 Qtr 2: 0; 2011 Qtr 3: 0; 2011 Qtr 4: 0 | 1
0 | 348004-Faucet Aerator |  | System | Residential | HorizAxisClothesWasher | 0 | 0 |  |  |  | 12.7 | 0 | 0 | 0 | 10.88 | 1.82 | 0 |  | kW | 0 | 6.733 | Residential |  | Annual | [5 empty] | 10 | 0.85 |  |  |  | 0 | 2 | 0 | 0 | 0 | 0 | 0 | 0 | 0 | 0 | 0 | 0 | 2009 Qtr 1: 0; 2009 Qtr 2: 0; 2009 Qtr 3: 2; 2009 Qtr 4: 0; 2010 Qtr 1: 0; 2010 Qtr 2: 0; 2010 Qtr 3: 0; 2010 Qtr 4: 0; 2011 Qtr 1: 0; 2011 Qtr 2: 0; 2011 Qtr 3: 0; 2011 Qtr 4: 0 | 2
0 | 348005-Low Flow Showerheads |  | System | Residential | HorizAxisClothesWasher | 0 | 0 |  |  |  | 37.95 | 0 | 0 | 0 | 33.71 | 4.24 | 0 |  | kW | 0 | 8.978 | Residential |  | Annual | [5 empty] | 10 | 0.7 |  |  |  | 0 | 1 | 0 | 0 | 0 | 0 | 0 | 0 | 0 | 0 | 0 | 0 | 2009 Qtr 1: 0; 2009 Qtr 2: 0; 2009 Qtr 3: 1; 2009 Qtr 4: 0; 2010 Qtr 1: 0; 2010 Qtr 2: 0; 2010 Qtr 3: 0; 2010 Qtr 4: 0; 2011 Qtr 1: 0; 2011 Qtr 2: 0; 2011 Qtr 3: 0; 2011 Qtr 4: 0 | 1
0 | 348003-Pipe Wrap |  | System | Residential | HorizAxisClothesWasher | 0 | 0 |  |  |  | 40 | 0 | 0 | 0 | 33.75 | 6.25 | 0 |  | kW | 0 | 8.978 | Residential |  | Annual | [5 empty] | 11 | 0.85 |  |  |  | 0 | 1 | 0 | 0 | 0 | 0 | 0 | 0 | 0 | 0 | 0 | 0 | 2009 Qtr 1: 0; 2009 Qtr 2: 0; 2009 Qtr 3: 1; 2009 Qtr 4: 0; 2010 Qtr 1: 0; 2010 Qtr 2: 0; 2010 Qtr 3: 0; 2010 Qtr 4: 0; 2011 Qtr 1: 0; 2011 Qtr 2: 0; 2011 Qtr 3: 0; 2011 Qtr 4: 0 | 1
0 | 348002-Duct Test and Seal (Gas Only) |  | System | Residential | AC_Cooling | 0 | 0 |  |  |  | 721.3171 | 0 | 0 | 0 | 644.7805 | 76.5366 | 0 |  | kW | 0 | 35 | Residential |  | Annual | [5 empty] | 18 | 0.78 |  |  |  | 0 | 0.41 | 0 | 0 | 0 | 0 | 0 | 0 | 0 | 0 | 0 | 0 | 2009 Qtr 1: 0; 2009 Qtr 2: 0; 2009 Qtr 3: 0.41; 2009 Qtr 4: 0; 2010 Qtr 1: 0; 2010 Qtr 2: 0; 2010 Qtr 3: 0; 2010 Qtr 4: 0; 2011 Qtr 1: 0; 2011 Qtr 2: 0; 2011 Qtr 3: 0; 2011 Qtr 4: 0 | 0.41
0 | 348004-Faucet Aerator |  | System | Residential | HorizAxisClothesWasher | 0 | 0 |  |  |  | 12.7 | 0 | 0 | 0 | 10.88 | 1.82 | 0 |  | kW | 0 | 6.733 | Residential |  | Annual | [5 empty] | 10 | 0.85 |  |  |  | 0 | 2 | 0 | 0 | 0 | 0 | 0 | 0 | 0 | 0 | 0 | 0 | 2009 Qtr 1: 0; 2009 Qtr 2: 0; 2009 Qtr 3: 2; 2009 Qtr 4: 0; 2010 Qtr 1: 0; 2010 Qtr 2: 0; 2010 Qtr 3: 0; 2010 Qtr 4: 0; 2011 Qtr 1: 0; 2011 Qtr 2: 0; 2011 Qtr 3: 0; 2011 Qtr 4: 0 | 2
0 | 348005-Low Flow Showerheads |  | System | Residential | HorizAxisClothesWasher | 0 | 0 |  |  |  | 37.95 | 0 | 0 | 0 | 33.71 | 4.24 | 0 |  | kW | 0 | 8.978 | Residential |  | Annual | [5 empty] | 10 | 0.7 |  |  |  | 0 | 1 | 0 | 0 | 0 | 0 | 0 | 0 | 0 | 0 | 0 | 0 | 2009 Qtr 1: 0; 2009 Qtr 2: 0; 2009 Qtr 3: 1; 2009 Qtr 4: 0; 2010 Qtr 1: 0; 2010 Qtr 2: 0; 2010 Qtr 3: 0; 2010 Qtr 4: 0; 2011 Qtr 1: 0; 2011 Qtr 2: 0; 2011 Qtr 3: 0; 2011 Qtr 4: 0 | 1
0 | 348003-Pipe Wrap |  | System | Residential | HorizAxisClothesWasher | 0 | 0 |  |  |  | 40 | 0 | 0 | 0 | 33.75 | 6.25 | 0 |  | kW | 0 | 8.978 | Residential |  | Annual | [5 empty] | 11 | 0.85 |  |  |  | 0 | 1 | 0 | 0 | 0 | 0 | 0 | 0 | 0 | 0 | 0 | 0 | 2009 Qtr 1: 0; 2009 Qtr 2: 0; 2009 Qtr 3: 1; 2009 Qtr 4: 0; 2010 Qtr 1: 0; 2010 Qtr 2: 0; 2010 Qtr 3: 0; 2010 Qtr 4: 0; 2011 Qtr 1: 0; 2011 Qtr 2: 0; 2011 Qtr 3: 0; 2011 Qtr 4: 0 | 1
0 | 348004-Faucet Aerator |  | System | Residential | HorizAxisClothesWasher | 0 | 0 |  |  |  | 12.7 | 0 | 0 | 0 | 10.88 | 1.82 | 0 |  | kW | 0 | 6.733 | Residential |  | Annual | [5 empty] | 10 | 0.85 |  |  |  | 0 | 2 | 0 | 0 | 0 | 0 | 0 | 0 | 0 | 0 | 0 | 0 | 2009 Qtr 1: 0; 2009 Qtr 2: 0; 2009 Qtr 3: 2; 2009 Qtr 4: 0; 2010 Qtr 1: 0; 2010 Qtr 2: 0; 2010 Qtr 3: 0; 2010 Qtr 4: 0; 2011 Qtr 1: 0; 2011 Qtr 2: 0; 2011 Qtr 3: 0; 2011 Qtr 4: 0 | 2
0 | 348005-Low Flow Showerheads |  | System | Residential | HorizAxisClothesWasher | 0 | 0 |  |  |  | 37.95 | 0 | 0 | 0 | 33.71 | 4.24 | 0 |  | kW | 0 | 8.978 | Residential |  | Annual | [5 empty] | 10 | 0.7 |  |  |  | 0 | 1 | 0 | 0 | 0 | 0 | 0 | 0 | 0 | 0 | 0 | 0 | 2009 Qtr 1: 0; 2009 Qtr 2: 0; 2009 Qtr 3: 1; 2009 Qtr 4: 0; 2010 Qtr 1: 0; 2010 Qtr 2: 0; 2010 Qtr 3: 0; 2010 Qtr 4: 0; 2011 Qtr 1: 0; 2011 Qtr 2: 0; 2011 Qtr 3: 0; 2011 Qtr 4: 0 | 1
0 | 348002-Duct Test and Seal (Gas Only) |  | System | Residential | AC_Cooling | 0 | 0 |  |  |  | 721.3171 | 0 | 0 | 0 | 644.7805 | 76.5366 | 0 |  | kW | 0 | 35 | Residential |  | Annual | [5 empty] | 18 | 0.78 |  |  |  | 0 | 0.41 | 0 | 0 | 0 | 0 | 0 | 0 | 0 | 0 | 0 | 0 | 2009 Qtr 1: 0; 2009 Qtr 2: 0; 2009 Qtr 3: 0.41; 2009 Qtr 4: 0; 2010 Qtr 1: 0; 2010 Qtr 2: 0; 2010 Qtr 3: 0; 2010 Qtr 4: 0; 2011 Qtr 1: 0; 2011 Qtr 2: 0; 2011 Qtr 3: 0; 2011 Qtr 4: 0 | 0.41
0 | 348004-Faucet Aerator |  | System | Residential | HorizAxisClothesWasher | 0 | 0 |  |  |  | 12.7 | 0 | 0 | 0 | 10.88 | 1.82 | 0 |  | kW | 0 | 6.733 | Residential |  | Annual | [5 empty] | 10 | 0.85 |  |  |  | 0 | 1 | 0 | 0 | 0 | 0 | 0 | 0 | 0 | 0 | 0 | 0 | 2009 Qtr 1: 0; 2009 Qtr 2: 0; 2009 Qtr 3: 1; 2009 Qtr 4: 0; 2010 Qtr 1: 0; 2010 Qtr 2: 0; 2010 Qtr 3: 0; 2010 Qtr 4: 0; 2011 Qtr 1: 0; 2011 Qtr 2: 0; 2011 Qtr 3: 0; 2011 Qtr 4: 0 | 1
0 | 348004-Faucet Aerator |  | System | Residential | HorizAxisClothesWasher | 0 | 0 |  |  |  | 12.7 | 0 | 0 | 0 | 10.88 | 1.82 | 0 |  | kW | 0 | 6.733 | Residential |  | Annual | [5 empty] | 10 | 0.85 |  |  |  | 0 | 2 | 0 | 0 | 0 | 0 | 0 | 0 | 0 | 0 | 0 | 0 | 2009 Qtr 1: 0; 2009 Qtr 2: 0; 2009 Qtr 3: 2; 2009 Qtr 4: 0; 2010 Qtr 1: 0; 2010 Qtr 2: 0; 2010 Qtr 3: 0; 2010 Qtr 4: 0; 2011 Qtr 1: 0; 2011 Qtr 2: 0; 2011 Qtr 3: 0; 2011 Qtr 4: 0 | 2
0 | 348005-Low Flow Showerheads |  | System | Residential | HorizAxisClothesWasher | 0 | 0 |  |  |  | 37.95 | 0 | 0 | 0 | 33.71 | 4.24 | 0 |  | kW | 0 | 8.978 | Residential |  | Annual | [5 empty] | 10 | 0.7 |  |  |  | 0 | 2 | 0 | 0 | 0 | 0 | 0 | 0 | 0 | 0 | 0 | 0 | 2009 Qtr 1: 0; 2009 Qtr 2: 0; 2009 Qtr 3: 2; 2009 Qtr 4: 0; 2010 Qtr 1: 0; 2010 Qtr 2: 0; 2010 Qtr 3: 0; 2010 Qtr 4: 0; 2011 Qtr 1: 0; 2011 Qtr 2: 0; 2011 Qtr 3: 0; 2011 Qtr 4: 0 | 2
0 | 348003-Pipe Wrap |  | System | Residential | HorizAxisClothesWasher | 0 | 0 |  |  |  | 40 | 0 | 0 | 0 | 33.75 | 6.25 | 0 |  | kW | 0 | 8.978 | Residential |  | Annual | [5 empty] | 11 | 0.85 |  |  |  | 0 | 1 | 0 | 0 | 0 | 0 | 0 | 0 | 0 | 0 | 0 | 0 | 2009 Qtr 1: 0; 2009 Qtr 2: 0; 2009 Qtr 3: 1; 2009 Qtr 4: 0; 2010 Qtr 1: 0; 2010 Qtr 2: 0; 2010 Qtr 3: 0; 2010 Qtr 4: 0; 2011 Qtr 1: 0; 2011 Qtr 2: 0; 2011 Qtr 3: 0; 2011 Qtr 4: 0 | 1
0 | 348004-Faucet Aerator |  | System | Residential | HorizAxisClothesWasher | 0 | 0 |  |  |  | 12.7 | 0 | 0 | 0 | 10.88 | 1.82 | 0 |  | kW | 0 | 6.733 | Residential |  | Annual | [5 empty] | 10 | 0.85 |  |  |  | 0 | 2 | 0 | 0 | 0 | 0 | 0 | 0 | 0 | 0 | 0 | 0 | 2009 Qtr 1: 0; 2009 Qtr 2: 0; 2009 Qtr 3: 2; 2009 Qtr 4: 0; 2010 Qtr 1: 0; 2010 Qtr 2: 0; 2010 Qtr 3: 0; 2010 Qtr 4: 0; 2011 Qtr 1: 0; 2011 Qtr 2: 0; 2011 Qtr 3: 0; 2011 Qtr 4: 0 | 2
0 | 348005-Low Flow Showerheads |  | System | Residential | HorizAxisClothesWasher | 0 | 0 |  |  |  | 37.95 | 0 | 0 | 0 | 33.71 | 4.24 | 0 |  | kW | 0 | 8.978 | Residential |  | Annual | [5 empty] | 10 | 0.7 |  |  |  | 0 | 1 | 0 | 0 | 0 | 0 | 0 | 0 | 0 | 0 | 0 | 0 | 2009 Qtr 1: 0; 2009 Qtr 2: 0; 2009 Qtr 3: 1; 2009 Qtr 4: 0; 2010 Qtr 1: 0; 2010 Qtr 2: 0; 2010 Qtr 3: 0; 2010 Qtr 4: 0; 2011 Qtr 1: 0; 2011 Qtr 2: 0; 2011 Qtr 3: 0; 2011 Qtr 4: 0 | 1
0 | 348003-Pipe Wrap |  | System | Residential | HorizAxisClothesWasher | 0 | 0 |  |  |  | 40 | 0 | 0 | 0 | 33.75 | 6.25 | 0 |  | kW | 0 | 8.978 | Residential |  | Annual | [5 empty] | 11 | 0.85 |  |  |  | 0 | 1 | 0 | 0 | 0 | 0 | 0 | 0 | 0 | 0 | 0 | 0 | 2009 Qtr 1: 0; 2009 Qtr 2: 0; 2009 Qtr 3: 1; 2009 Qtr 4: 0; 2010 Qtr 1: 0; 2010 Qtr 2: 0; 2010 Qtr 3: 0; 2010 Qtr 4: 0; 2011 Qtr 1: 0; 2011 Qtr 2: 0; 2011 Qtr 3: 0; 2011 Qtr 4: 0 | 1
0 | 348002-Duct Test and Seal (Gas Only) |  | System | Residential | AC_Cooling | 0 | 0 |  |  |  | 721.3171 | 0 | 0 | 0 | 644.7805 | 76.5366 | 0 |  | kW | 0 | 35 | Residential |  | Annual | [5 empty] | 18 | 0.78 |  |  |  | 0 | 0.41 | 0 | 0 | 0 | 0 | 0 | 0 | 0 | 0 | 0 | 0 | 2009 Qtr 1: 0; 2009 Qtr 2: 0; 2009 Qtr 3: 0.41; 2009 Qtr 4: 0; 2010 Qtr 1: 0; 2010 Qtr 2: 0; 2010 Qtr 3: 0; 2010 Qtr 4: 0; 2011 Qtr 1: 0; 2011 Qtr 2: 0; 2011 Qtr 3: 0; 2011 Qtr 4: 0 | 0.41
0 | 348004-Faucet Aerator |  | System | Residential | HorizAxisClothesWasher | 0 | 0 |  |  |  | 12.7 | 0 | 0 | 0 | 10.88 | 1.82 | 0 |  | kW | 0 | 6.733 | Residential |  | Annual | [5 empty] | 10 | 0.85 |  |  |  | 0 | 2 | 0 | 0 | 0 | 0 | 0 | 0 | 0 | 0 | 0 | 0 | 2009 Qtr 1: 0; 2009 Qtr 2: 0; 2009 Qtr 3: 2; 2009 Qtr 4: 0; 2010 Qtr 1: 0; 2010 Qtr 2: 0; 2010 Qtr 3: 0; 2010 Qtr 4: 0; 2011 Qtr 1: 0; 2011 Qtr 2: 0; 2011 Qtr 3: 0; 2011 Qtr 4: 0 | 2
0 | 348005-Low Flow Showerheads |  | System | Residential | HorizAxisClothesWasher | 0 | 0 |  |  |  | 37.95 | 0 | 0 | 0 | 33.71 | 4.24 | 0 |  | kW | 0 | 8.978 | Residential |  | Annual | [5 empty] | 10 | 0.7 |  |  |  | 0 | 1 | 0 | 0 | 0 | 0 | 0 | 0 | 0 | 0 | 0 | 0 | 2009 Qtr 1: 0; 2009 Qtr 2: 0; 2009 Qtr 3: 1; 2009 Qtr 4: 0; 2010 Qtr 1: 0; 2010 Qtr 2: 0; 2010 Qtr 3: 0; 2010 Qtr 4: 0; 2011 Qtr 1: 0; 2011 Qtr 2: 0; 2011 Qtr 3: 0; 2011 Qtr 4: 0 | 1
0 | 348003-Pipe Wrap |  | System | Residential | HorizAxisClothesWasher | 0 | 0 |  |  |  | 40 | 0 | 0 | 0 | 33.75 | 6.25 | 0 |  | kW | 0 | 8.978 | Residential |  | Annual | [5 empty] | 11 | 0.85 |  |  |  | 0 | 1 | 0 | 0 | 0 | 0 | 0 | 0 | 0 | 0 | 0 | 0 | 2009 Qtr 1: 0; 2009 Qtr 2: 0; 2009 Qtr 3: 1; 2009 Qtr 4: 0; 2010 Qtr 1: 0; 2010 Qtr 2: 0; 2010 Qtr 3: 0; 2010 Qtr 4: 0; 2011 Qtr 1: 0; 2011 Qtr 2: 0; 2011 Qtr 3: 0; 2011 Qtr 4: 0 | 1
0 | 348002-Duct Test and Seal (Gas Only) |  | System | Residential | AC_Cooling | 0 | 0 |  |  |  | 721.3171 | 0 | 0 | 0 | 644.7805 | 76.5366 | 0 |  | kW | 0 | 35 | Residential |  | Annual | [5 empty] | 18 | 0.78 |  |  |  | 0 | 0.41 | 0 | 0 | 0 | 0 | 0 | 0 | 0 | 0 | 0 | 0 | 2009 Qtr 1: 0; 2009 Qtr 2: 0; 2009 Qtr 3: 0.41; 2009 Qtr 4: 0; 2010 Qtr 1: 0; 2010 Qtr 2: 0; 2010 Qtr 3: 0; 2010 Qtr 4: 0; 2011 Qtr 1: 0; 2011 Qtr 2: 0; 2011 Qtr 3: 0; 2011 Qtr 4: 0 | 0.41
0 | 348004-Faucet Aerator |  | System | Residential | HorizAxisClothesWasher | 0 | 0 |  |  |  | 12.7 | 0 | 0 | 0 | 10.88 | 1.82 | 0 |  | kW | 0 | 6.733 | Residential |  | Annual | [5 empty] | 10 | 0.85 |  |  |  | 0 | 2 | 0 | 0 | 0 | 0 | 0 | 0 | 0 | 0 | 0 | 0 | 2009 Qtr 1: 0; 2009 Qtr 2: 0; 2009 Qtr 3: 2; 2009 Qtr 4: 0; 2010 Qtr 1: 0; 2010 Qtr 2: 0; 2010 Qtr 3: 0; 2010 Qtr 4: 0; 2011 Qtr 1: 0; 2011 Qtr 2: 0; 2011 Qtr 3: 0; 2011 Qtr 4: 0 | 2
0 | 348003-Pipe Wrap |  | System | Residential | HorizAxisClothesWasher | 0 | 0 |  |  |  | 40 | 0 | 0 | 0 | 33.75 | 6.25 | 0 |  | kW | 0 | 8.978 | Residential |  | Annual | [5 empty] | 11 | 0.85 |  |  |  | 0 | 1 | 0 | 0 | 0 | 0 | 0 | 0 | 0 | 0 | 0 | 0 | 2009 Qtr 1: 0; 2009 Qtr 2: 0; 2009 Qtr 3: 1; 2009 Qtr 4: 0; 2010 Qtr 1: 0; 2010 Qtr 2: 0; 2010 Qtr 3: 0; 2010 Qtr 4: 0; 2011 Qtr 1: 0; 2011 Qtr 2: 0; 2011 Qtr 3: 0; 2011 Qtr 4: 0 | 1
0 | 348002-Duct Test and Seal (Gas Only) |  | System | Residential | AC_Cooling | 0 | 0 |  |  |  | 721.3171 | 0 | 0 | 0 | 644.7805 | 76.5366 | 0 |  | kW | 0 | 35 | Residential |  | Annual | [5 empty] | 18 | 0.78 |  |  |  | 0 | 0.41 | 0 | 0 | 0 | 0 | 0 | 0 | 0 | 0 | 0 | 0 | 2009 Qtr 1: 0; 2009 Qtr 2: 0; 2009 Qtr 3: 0.41; 2009 Qtr 4: 0; 2010 Qtr 1: 0; 2010 Qtr 2: 0; 2010 Qtr 3: 0; 2010 Qtr 4: 0; 2011 Qtr 1: 0; 2011 Qtr 2: 0; 2011 Qtr 3: 0; 2011 Qtr 4: 0 | 0.41
0 | 348004-Faucet Aerator |  | System | Residential | HorizAxisClothesWasher | 0 | 0 |  |  |  | 12.7 | 0 | 0 | 0 | 10.88 | 1.82 | 0 |  | kW | 0 | 6.733 | Residential |  | Annual | [5 empty] | 10 | 0.85 |  |  |  | 0 | 4 | 0 | 0 | 0 | 0 | 0 | 0 | 0 | 0 | 0 | 0 | 2009 Qtr 1: 0; 2009 Qtr 2: 0; 2009 Qtr 3: 4; 2009 Qtr 4: 0; 2010 Qtr 1: 0; 2010 Qtr 2: 0; 2010 Qtr 3: 0; 2010 Qtr 4: 0; 2011 Qtr 1: 0; 2011 Qtr 2: 0; 2011 Qtr 3: 0; 2011 Qtr 4: 0 | 4
0 | 348005-Low Flow Showerheads |  | System | Residential | HorizAxisClothesWasher | 0 | 0 |  |  |  | 37.95 | 0 | 0 | 0 | 33.71 | 4.24 | 0 |  | kW | 0 | 8.978 | Residential |  | Annual | [5 empty] | 10 | 0.7 |  |  |  | 0 | 2 | 0 | 0 | 0 | 0 | 0 | 0 | 0 | 0 | 0 | 0 | 2009 Qtr 1: 0; 2009 Qtr 2: 0; 2009 Qtr 3: 2; 2009 Qtr 4: 0; 2010 Qtr 1: 0; 2010 Qtr 2: 0; 2010 Qtr 3: 0; 2010 Qtr 4: 0; 2011 Qtr 1: 0; 2011 Qtr 2: 0; 2011 Qtr 3: 0; 2011 Qtr 4: 0 | 2
0 | 348003-Pipe Wrap |  | System | Residential | HorizAxisClothesWasher | 0 | 0 |  |  |  | 40 | 0 | 0 | 0 | 33.75 | 6.25 | 0 |  | kW | 0 | 8.978 | Residential |  | Annual | [5 empty] | 11 | 0.85 |  |  |  | 0 | 1 | 0 | 0 | 0 | 0 | 0 | 0 | 0 | 0 | 0 | 0 | 2009 Qtr 1: 0; 2009 Qtr 2: 0; 2009 Qtr 3: 1; 2009 Qtr 4: 0; 2010 Qtr 1: 0; 2010 Qtr 2: 0; 2010 Qtr 3: 0; 2010 Qtr 4: 0; 2011 Qtr 1: 0; 2011 Qtr 2: 0; 2011 Qtr 3: 0; 2011 Qtr 4: 0 | 1
0 | 348004-Faucet Aerator |  | System | Residential | HorizAxisClothesWasher | 0 | 0 |  |  |  | 12.7 | 0 | 0 | 0 | 10.88 | 1.82 | 0 |  | kW | 0 | 6.733 | Residential |  | Annual | [5 empty] | 10 | 0.85 |  |  |  | 0 | 2 | 0 | 0 | 0 | 0 | 0 | 0 | 0 | 0 | 0 | 0 | 2009 Qtr 1: 0; 2009 Qtr 2: 0; 2009 Qtr 3: 2; 2009 Qtr 4: 0; 2010 Qtr 1: 0; 2010 Qtr 2: 0; 2010 Qtr 3: 0; 2010 Qtr 4: 0; 2011 Qtr 1: 0; 2011 Qtr 2: 0; 2011 Qtr 3: 0; 2011 Qtr 4: 0 | 2
0 | 348005-Low Flow Showerheads |  | System | Residential | HorizAxisClothesWasher | 0 | 0 |  |  |  | 37.95 | 0 | 0 | 0 | 33.71 | 4.24 | 0 |  | kW | 0 | 8.978 | Residential |  | Annual | [5 empty] | 10 | 0.7 |  |  |  | 0 | 1 | 0 | 0 | 0 | 0 | 0 | 0 | 0 | 0 | 0 | 0 | 2009 Qtr 1: 0; 2009 Qtr 2: 0; 2009 Qtr 3: 1; 2009 Qtr 4: 0; 2010 Qtr 1: 0; 2010 Qtr 2: 0; 2010 Qtr 3: 0; 2010 Qtr 4: 0; 2011 Qtr 1: 0; 2011 Qtr 2: 0; 2011 Qtr 3: 0; 2011 Qtr 4: 0 | 1
0 | 348003-Pipe Wrap |  | System | Residential | HorizAxisClothesWasher | 0 | 0 |  |  |  | 40 | 0 | 0 | 0 | 33.75 | 6.25 | 0 |  | kW | 0 | 8.978 | Residential |  | Annual | [5 empty] | 11 | 0.85 |  |  |  | 0 | 1 | 0 | 0 | 0 | 0 | 0 | 0 | 0 | 0 | 0 | 0 | 2009 Qtr 1: 0; 2009 Qtr 2: 0; 2009 Qtr 3: 1; 2009 Qtr 4: 0; 2010 Qtr 1: 0; 2010 Qtr 2: 0; 2010 Qtr 3: 0; 2010 Qtr 4: 0; 2011 Qtr 1: 0; 2011 Qtr 2: 0; 2011 Qtr 3: 0; 2011 Qtr 4: 0 | 1
0 | 348002-Duct Test and Seal (Gas Only) |  | System | Residential | AC_Cooling | 0 | 0 |  |  |  | 721.3171 | 0 | 0 | 0 | 644.7805 | 76.5366 | 0 |  | kW | 0 | 35 | Residential |  | Annual | [5 empty] | 18 | 0.78 |  |  |  | 0 | 0.41 | 0 | 0 | 0 | 0 | 0 | 0 | 0 | 0 | 0 | 0 | 2009 Qtr 1: 0; 2009 Qtr 2: 0; 2009 Qtr 3: 0.41; 2009 Qtr 4: 0; 2010 Qtr 1: 0; 2010 Qtr 2: 0; 2010 Qtr 3: 0; 2010 Qtr 4: 0; 2011 Qtr 1: 0; 2011 Qtr 2: 0; 2011 Qtr 3: 0; 2011 Qtr 4: 0 | 0.41
0 | 348004-Faucet Aerator |  | System | Residential | HorizAxisClothesWasher | 0 | 0 |  |  |  | 12.7 | 0 | 0 | 0 | 10.88 | 1.82 | 0 |  | kW | 0 | 6.733 | Residential |  | Annual | [5 empty] | 10 | 0.85 |  |  |  | 0 | 3 | 0 | 0 | 0 | 0 | 0 | 0 | 0 | 0 | 0 | 0 | 2009 Qtr 1: 0; 2009 Qtr 2: 0; 2009 Qtr 3: 3; 2009 Qtr 4: 0; 2010 Qtr 1: 0; 2010 Qtr 2: 0; 2010 Qtr 3: 0; 2010 Qtr 4: 0; 2011 Qtr 1: 0; 2011 Qtr 2: 0; 2011 Qtr 3: 0; 2011 Qtr 4: 0 | 3
0 | 348005-Low Flow Showerheads |  | System | Residential | HorizAxisClothesWasher | 0 | 0 |  |  |  | 37.95 | 0 | 0 | 0 | 33.71 | 4.24 | 0 |  | kW | 0 | 8.978 | Residential |  | Annual | [5 empty] | 10 | 0.7 |  |  |  | 0 | 2 | 0 | 0 | 0 | 0 | 0 | 0 | 0 | 0 | 0 | 0 | 2009 Qtr 1: 0; 2009 Qtr 2: 0; 2009 Qtr 3: 2; 2009 Qtr 4: 0; 2010 Qtr 1: 0; 2010 Qtr 2: 0; 2010 Qtr 3: 0; 2010 Qtr 4: 0; 2011 Qtr 1: 0; 2011 Qtr 2: 0; 2011 Qtr 3: 0; 2011 Qtr 4: 0 | 2
0 | 348003-Pipe Wrap |  | System | Residential | HorizAxisClothesWasher | 0 | 0 |  |  |  | 40 | 0 | 0 | 0 | 33.75 | 6.25 | 0 |  | kW | 0 | 8.978 | Residential |  | Annual | [5 empty] | 11 | 0.85 |  |  |  | 0 | 1 | 0 | 0 | 0 | 0 | 0 | 0 | 0 | 0 | 0 | 0 | 2009 Qtr 1: 0; 2009 Qtr 2: 0; 2009 Qtr 3: 1; 2009 Qtr 4: 0; 2010 Qtr 1: 0; 2010 Qtr 2: 0; 2010 Qtr 3: 0; 2010 Qtr 4: 0; 2011 Qtr 1: 0; 2011 Qtr 2: 0; 2011 Qtr 3: 0; 2011 Qtr 4: 0 | 1
0 | 348002-Duct Test and Seal (Gas Only) |  | System | Residential | AC_Cooling | 0 | 0 |  |  |  | 721.3171 | 0 | 0 | 0 | 644.7805 | 76.5366 | 0 |  | kW | 0 | 35 | Residential |  | Annual | [5 empty] | 18 | 0.78 |  |  |  | 0 | 0.41 | 0 | 0 | 0 | 0 | 0 | 0 | 0 | 0 | 0 | 0 | 2009 Qtr 1: 0; 2009 Qtr 2: 0; 2009 Qtr 3: 0.41; 2009 Qtr 4: 0; 2010 Qtr 1: 0; 2010 Qtr 2: 0; 2010 Qtr 3: 0; 2010 Qtr 4: 0; 2011 Qtr 1: 0; 2011 Qtr 2: 0; 2011 Qtr 3: 0; 2011 Qtr 4: 0 | 0.41
0 | 348004-Faucet Aerator |  | System | Residential | HorizAxisClothesWasher | 0 | 0 |  |  |  | 12.7 | 0 | 0 | 0 | 10.88 | 1.82 | 0 |  | kW | 0 | 6.733 | Residential |  | Annual | [5 empty] | 10 | 0.85 |  |  |  | 0 | 2 | 0 | 0 | 0 | 0 | 0 | 0 | 0 | 0 | 0 | 0 | 2009 Qtr 1: 0; 2009 Qtr 2: 0; 2009 Qtr 3: 2; 2009 Qtr 4: 0; 2010 Qtr 1: 0; 2010 Qtr 2: 0; 2010 Qtr 3: 0; 2010 Qtr 4: 0; 2011 Qtr 1: 0; 2011 Qtr 2: 0; 2011 Qtr 3: 0; 2011 Qtr 4: 0 | 2
0 | 348004-Faucet Aerator |  | System | Residential | HorizAxisClothesWasher | 0 | 0 |  |  |  | 12.7 | 0 | 0 | 0 | 10.88 | 1.82 | 0 |  | kW | 0 | 6.733 | Residential |  | Annual | [5 empty] | 10 | 0.85 |  |  |  | 0 | 2 | 0 | 0 | 0 | 0 | 0 | 0 | 0 | 0 | 0 | 0 | 2009 Qtr 1: 0; 2009 Qtr 2: 0; 2009 Qtr 3: 2; 2009 Qtr 4: 0; 2010 Qtr 1: 0; 2010 Qtr 2: 0; 2010 Qtr 3: 0; 2010 Qtr 4: 0; 2011 Qtr 1: 0; 2011 Qtr 2: 0; 2011 Qtr 3: 0; 2011 Qtr 4: 0 | 2
0 | 348003-Pipe Wrap |  | System | Residential | HorizAxisClothesWasher | 0 | 0 |  |  |  | 40 | 0 | 0 | 0 | 33.75 | 6.25 | 0 |  | kW | 0 | 8.978 | Residential |  | Annual | [5 empty] | 11 | 0.85 |  |  |  | 0 | 1 | 0 | 0 | 0 | 0 | 0 | 0 | 0 | 0 | 0 | 0 | 2009 Qtr 1: 0; 2009 Qtr 2: 0; 2009 Qtr 3: 1; 2009 Qtr 4: 0; 2010 Qtr 1: 0; 2010 Qtr 2: 0; 2010 Qtr 3: 0; 2010 Qtr 4: 0; 2011 Qtr 1: 0; 2011 Qtr 2: 0; 2011 Qtr 3: 0; 2011 Qtr 4: 0 | 1
0 | 348002-Duct Test and Seal (Gas Only) |  | System | Residential | AC_Cooling | 0 | 0 |  |  |  | 721.3171 | 0 | 0 | 0 | 644.7805 | 76.5366 | 0 |  | kW | 0 | 35 | Residential |  | Annual | [5 empty] | 18 | 0.78 |  |  |  | 0 | 0.41 | 0 | 0 | 0 | 0 | 0 | 0 | 0 | 0 | 0 | 0 | 2009 Qtr 1: 0; 2009 Qtr 2: 0; 2009 Qtr 3: 0.41; 2009 Qtr 4: 0; 2010 Qtr 1: 0; 2010 Qtr 2: 0; 2010 Qtr 3: 0; 2010 Qtr 4: 0; 2011 Qtr 1: 0; 2011 Qtr 2: 0; 2011 Qtr 3: 0; 2011 Qtr 4: 0 | 0.41
0 | 348004-Faucet Aerator |  | System | Residential | HorizAxisClothesWasher | 0 | 0 |  |  |  | 12.7 | 0 | 0 | 0 | 10.88 | 1.82 | 0 |  | kW | 0 | 6.733 | Residential |  | Annual | [5 empty] | 10 | 0.85 |  |  |  | 0 | 2 | 0 | 0 | 0 | 0 | 0 | 0 | 0 | 0 | 0 | 0 | 2009 Qtr 1: 0; 2009 Qtr 2: 0; 2009 Qtr 3: 2; 2009 Qtr 4: 0; 2010 Qtr 1: 0; 2010 Qtr 2: 0; 2010 Qtr 3: 0; 2010 Qtr 4: 0; 2011 Qtr 1: 0; 2011 Qtr 2: 0; 2011 Qtr 3: 0; 2011 Qtr 4: 0 | 2
0 | 348005-Low Flow Showerheads |  | System | Residential | HorizAxisClothesWasher | 0 | 0 |  |  |  | 37.95 | 0 | 0 | 0 | 33.71 | 4.24 | 0 |  | kW | 0 | 8.978 | Residential |  | Annual | [5 empty] | 10 | 0.7 |  |  |  | 0 | 1 | 0 | 0 | 0 | 0 | 0 | 0 | 0 | 0 | 0 | 0 | 2009 Qtr 1: 0; 2009 Qtr 2: 0; 2009 Qtr 3: 1; 2009 Qtr 4: 0; 2010 Qtr 1: 0; 2010 Qtr 2: 0; 2010 Qtr 3: 0; 2010 Qtr 4: 0; 2011 Qtr 1: 0; 2011 Qtr 2: 0; 2011 Qtr 3: 0; 2011 Qtr 4: 0 | 1
0 | 348003-Pipe Wrap |  | System | Residential | HorizAxisClothesWasher | 0 | 0 |  |  |  | 40 | 0 | 0 | 0 | 33.75 | 6.25 | 0 |  | kW | 0 | 8.978 | Residential |  | Annual | [5 empty] | 11 | 0.85 |  |  |  | 0 | 1 | 0 | 0 | 0 | 0 | 0 | 0 | 0 | 0 | 0 | 0 | 2009 Qtr 1: 0; 2009 Qtr 2: 0; 2009 Qtr 3: 1; 2009 Qtr 4: 0; 2010 Qtr 1: 0; 2010 Qtr 2: 0; 2010 Qtr 3: 0; 2010 Qtr 4: 0; 2011 Qtr 1: 0; 2011 Qtr 2: 0; 2011 Qtr 3: 0; 2011 Qtr 4: 0 | 1
0 | 348002-Duct Test and Seal (Gas Only) |  | System | Residential | AC_Cooling | 0 | 0 |  |  |  | 721.3171 | 0 | 0 | 0 | 644.7805 | 76.5366 | 0 |  | kW | 0 | 35 | Residential |  | Annual | [5 empty] | 18 | 0.78 |  |  |  | 0 | 0.41 | 0 | 0 | 0 | 0 | 0 | 0 | 0 | 0 | 0 | 0 | 2009 Qtr 1: 0; 2009 Qtr 2: 0; 2009 Qtr 3: 0.41; 2009 Qtr 4: 0; 2010 Qtr 1: 0; 2010 Qtr 2: 0; 2010 Qtr 3: 0; 2010 Qtr 4: 0; 2011 Qtr 1: 0; 2011 Qtr 2: 0; 2011 Qtr 3: 0; 2011 Qtr 4: 0 | 0.41
0 | 348004-Faucet Aerator |  | System | Residential | HorizAxisClothesWasher | 0 | 0 |  |  |  | 12.7 | 0 | 0 | 0 | 10.88 | 1.82 | 0 |  | kW | 0 | 6.733 | Residential |  | Annual | [5 empty] | 10 | 0.85 |  |  |  | 0 | 2 | 0 | 0 | 0 | 0 | 0 | 0 | 0 | 0 | 0 | 0 | 2009 Qtr 1: 0; 2009 Qtr 2: 0; 2009 Qtr 3: 2; 2009 Qtr 4: 0; 2010 Qtr 1: 0; 2010 Qtr 2: 0; 2010 Qtr 3: 0; 2010 Qtr 4: 0; 2011 Qtr 1: 0; 2011 Qtr 2: 0; 2011 Qtr 3: 0; 2011 Qtr 4: 0 | 2
0 | 348005-Low Flow Showerheads |  | System | Residential | HorizAxisClothesWasher | 0 | 0 |  |  |  | 37.95 | 0 | 0 | 0 | 33.71 | 4.24 | 0 |  | kW | 0 | 8.978 | Residential |  | Annual | [5 empty] | 10 | 0.7 |  |  |  | 0 | 1 | 0 | 0 | 0 | 0 | 0 | 0 | 0 | 0 | 0 | 0 | 2009 Qtr 1: 0; 2009 Qtr 2: 0; 2009 Qtr 3: 1; 2009 Qtr 4: 0; 2010 Qtr 1: 0; 2010 Qtr 2: 0; 2010 Qtr 3: 0; 2010 Qtr 4: 0; 2011 Qtr 1: 0; 2011 Qtr 2: 0; 2011 Qtr 3: 0; 2011 Qtr 4: 0 | 1
0 | 348003-Pipe Wrap |  | System | Residential | HorizAxisClothesWasher | 0 | 0 |  |  |  | 40 | 0 | 0 | 0 | 33.75 | 6.25 | 0 |  | kW | 0 | 8.978 | Residential |  | Annual | [5 empty] | 11 | 0.85 |  |  |  | 0 | 1 | 0 | 0 | 0 | 0 | 0 | 0 | 0 | 0 | 0 | 0 | 2009 Qtr 1: 0; 2009 Qtr 2: 0; 2009 Qtr 3: 1; 2009 Qtr 4: 0; 2010 Qtr 1: 0; 2010 Qtr 2: 0; 2010 Qtr 3: 0; 2010 Qtr 4: 0; 2011 Qtr 1: 0; 2011 Qtr 2: 0; 2011 Qtr 3: 0; 2011 Qtr 4: 0 | 1
0 | 348002-Duct Test and Seal (Gas Only) |  | System | Residential | AC_Cooling | 0 | 0 |  |  |  | 721.3171 | 0 | 0 | 0 | 644.7805 | 76.5366 | 0 |  | kW | 0 | 35 | Residential |  | Annual | [5 empty] | 18 | 0.78 |  |  |  | 0 | 0.41 | 0 | 0 | 0 | 0 | 0 | 0 | 0 | 0 | 0 | 0 | 2009 Qtr 1: 0; 2009 Qtr 2: 0; 2009 Qtr 3: 0.41; 2009 Qtr 4: 0; 2010 Qtr 1: 0; 2010 Qtr 2: 0; 2010 Qtr 3: 0; 2010 Qtr 4: 0; 2011 Qtr 1: 0; 2011 Qtr 2: 0; 2011 Qtr 3: 0; 2011 Qtr 4: 0 | 0.41
0 | 348004-Faucet Aerator |  | System | Residential | HorizAxisClothesWasher | 0 | 0 |  |  |  | 12.7 | 0 | 0 | 0 | 10.88 | 1.82 | 0 |  | kW | 0 | 6.733 | Residential |  | Annual | [5 empty] | 10 | 0.85 |  |  |  | 0 | 2 | 0 | 0 | 0 | 0 | 0 | 0 | 0 | 0 | 0 | 0 | 2009 Qtr 1: 0; 2009 Qtr 2: 0; 2009 Qtr 3: 2; 2009 Qtr 4: 0; 2010 Qtr 1: 0; 2010 Qtr 2: 0; 2010 Qtr 3: 0; 2010 Qtr 4: 0; 2011 Qtr 1: 0; 2011 Qtr 2: 0; 2011 Qtr 3: 0; 2011 Qtr 4: 0 | 2
0 | 348005-Low Flow Showerheads |  | System | Residential | HorizAxisClothesWasher | 0 | 0 |  |  |  | 37.95 | 0 | 0 | 0 | 33.71 | 4.24 | 0 |  | kW | 0 | 8.978 | Residential |  | Annual | [5 empty] | 10 | 0.7 |  |  |  | 0 | 2 | 0 | 0 | 0 | 0 | 0 | 0 | 0 | 0 | 0 | 0 | 2009 Qtr 1: 0; 2009 Qtr 2: 0; 2009 Qtr 3: 2; 2009 Qtr 4: 0; 2010 Qtr 1: 0; 2010 Qtr 2: 0; 2010 Qtr 3: 0; 2010 Qtr 4: 0; 2011 Qtr 1: 0; 2011 Qtr 2: 0; 2011 Qtr 3: 0; 2011 Qtr 4: 0 | 2
0 | 348003-Pipe Wrap |  | System | Residential | HorizAxisClothesWasher | 0 | 0 |  |  |  | 40 | 0 | 0 | 0 | 33.75 | 6.25 | 0 |  | kW | 0 | 8.978 | Residential |  | Annual | [5 empty] | 11 | 0.85 |  |  |  | 0 | 1 | 0 | 0 | 0 | 0 | 0 | 0 | 0 | 0 | 0 | 0 | 2009 Qtr 1: 0; 2009 Qtr 2: 0; 2009 Qtr 3: 1; 2009 Qtr 4: 0; 2010 Qtr 1: 0; 2010 Qtr 2: 0; 2010 Qtr 3: 0; 2010 Qtr 4: 0; 2011 Qtr 1: 0; 2011 Qtr 2: 0; 2011 Qtr 3: 0; 2011 Qtr 4: 0 | 1
0 | 348002-Duct Test and Seal (Gas Only) |  | System | Residential | AC_Cooling | 0 | 0 |  |  |  | 721.3171 | 0 | 0 | 0 | 644.7805 | 76.5366 | 0 |  | kW | 0 | 35 | Residential |  | Annual | [5 empty] | 18 | 0.78 |  |  |  | 0 | 0.41 | 0 | 0 | 0 | 0 | 0 | 0 | 0 | 0 | 0 | 0 | 2009 Qtr 1: 0; 2009 Qtr 2: 0; 2009 Qtr 3: 0.41; 2009 Qtr 4: 0; 2010 Qtr 1: 0; 2010 Qtr 2: 0; 2010 Qtr 3: 0; 2010 Qtr 4: 0; 2011 Qtr 1: 0; 2011 Qtr 2: 0; 2011 Qtr 3: 0; 2011 Qtr 4: 0 | 0.41
0 | 348004-Faucet Aerator |  | System | Residential | HorizAxisClothesWasher | 0 | 0 |  |  |  | 12.7 | 0 | 0 | 0 | 10.88 | 1.82 | 0 |  | kW | 0 | 6.733 | Residential |  | Annual | [5 empty] | 10 | 0.85 |  |  |  | 0 | 2 | 0 | 0 | 0 | 0 | 0 | 0 | 0 | 0 | 0 | 0 | 2009 Qtr 1: 0; 2009 Qtr 2: 0; 2009 Qtr 3: 2; 2009 Qtr 4: 0; 2010 Qtr 1: 0; 2010 Qtr 2: 0; 2010 Qtr 3: 0; 2010 Qtr 4: 0; 2011 Qtr 1: 0; 2011 Qtr 2: 0; 2011 Qtr 3: 0; 2011 Qtr 4: 0 | 2
0 | 348005-Low Flow Showerheads |  | System | Residential | HorizAxisClothesWasher | 0 | 0 |  |  |  | 37.95 | 0 | 0 | 0 | 33.71 | 4.24 | 0 |  | kW | 0 | 8.978 | Residential |  | Annual | [5 empty] | 10 | 0.7 |  |  |  | 0 | 1 | 0 | 0 | 0 | 0 | 0 | 0 | 0 | 0 | 0 | 0 | 2009 Qtr 1: 0; 2009 Qtr 2: 0; 2009 Qtr 3: 1; 2009 Qtr 4: 0; 2010 Qtr 1: 0; 2010 Qtr 2: 0; 2010 Qtr 3: 0; 2010 Qtr 4: 0; 2011 Qtr 1: 0; 2011 Qtr 2: 0; 2011 Qtr 3: 0; 2011 Qtr 4: 0 | 1
0 | 348003-Pipe Wrap |  | System | Residential | HorizAxisClothesWasher | 0 | 0 |  |  |  | 40 | 0 | 0 | 0 | 33.75 | 6.25 | 0 |  | kW | 0 | 8.978 | Residential |  | Annual | [5 empty] | 11 | 0.85 |  |  |  | 0 | 1 | 0 | 0 | 0 | 0 | 0 | 0 | 0 | 0 | 0 | 0 | 2009 Qtr 1: 0; 2009 Qtr 2: 0; 2009 Qtr 3: 1; 2009 Qtr 4: 0; 2010 Qtr 1: 0; 2010 Qtr 2: 0; 2010 Qtr 3: 0; 2010 Qtr 4: 0; 2011 Qtr 1: 0; 2011 Qtr 2: 0; 2011 Qtr 3: 0; 2011 Qtr 4: 0 | 1
0 | 348002-Duct Test and Seal (Gas Only) |  | System | Residential | AC_Cooling | 0 | 0 |  |  |  | 721.3171 | 0 | 0 | 0 | 644.7805 | 76.5366 | 0 |  | kW | 0 | 35 | Residential |  | Annual | [5 empty] | 18 | 0.78 |  |  |  | 0 | 0.41 | 0 | 0 | 0 | 0 | 0 | 0 | 0 | 0 | 0 | 0 | 2009 Qtr 1: 0; 2009 Qtr 2: 0; 2009 Qtr 3: 0.41; 2009 Qtr 4: 0; 2010 Qtr 1: 0; 2010 Qtr 2: 0; 2010 Qtr 3: 0; 2010 Qtr 4: 0; 2011 Qtr 1: 0; 2011 Qtr 2: 0; 2011 Qtr 3: 0; 2011 Qtr 4: 0 | 0.41
0 | 348004-Faucet Aerator |  | System | Residential | HorizAxisClothesWasher | 0 | 0 |  |  |  | 12.7 | 0 | 0 | 0 | 10.88 | 1.82 | 0 |  | kW | 0 | 6.733 | Residential |  | Annual | [5 empty] | 10 | 0.85 |  |  |  | 0 | 4 | 0 | 0 | 0 | 0 | 0 | 0 | 0 | 0 | 0 | 0 | 2009 Qtr 1: 0; 2009 Qtr 2: 0; 2009 Qtr 3: 4; 2009 Qtr 4: 0; 2010 Qtr 1: 0; 2010 Qtr 2: 0; 2010 Qtr 3: 0; 2010 Qtr 4: 0; 2011 Qtr 1: 0; 2011 Qtr 2: 0; 2011 Qtr 3: 0; 2011 Qtr 4: 0 | 4
0 | 348005-Low Flow Showerheads |  | System | Residential | HorizAxisClothesWasher | 0 | 0 |  |  |  | 37.95 | 0 | 0 | 0 | 33.71 | 4.24 | 0 |  | kW | 0 | 8.978 | Residential |  | Annual | [5 empty] | 10 | 0.7 |  |  |  | 0 | 2 | 0 | 0 | 0 | 0 | 0 | 0 | 0 | 0 | 0 | 0 | 2009 Qtr 1: 0; 2009 Qtr 2: 0; 2009 Qtr 3: 2; 2009 Qtr 4: 0; 2010 Qtr 1: 0; 2010 Qtr 2: 0; 2010 Qtr 3: 0; 2010 Qtr 4: 0; 2011 Qtr 1: 0; 2011 Qtr 2: 0; 2011 Qtr 3: 0; 2011 Qtr 4: 0 | 2
0 | 348002-Duct Test and Seal (Gas Only) |  | System | Residential | AC_Cooling | 0 | 0 |  |  |  | 721.3171 | 0 | 0 | 0 | 644.7805 | 76.5366 | 0 |  | kW | 0 | 35 | Residential |  | Annual | [5 empty] | 18 | 0.78 |  |  |  | 0 | 0.41 | 0 | 0 | 0 | 0 | 0 | 0 | 0 | 0 | 0 | 0 | 2009 Qtr 1: 0; 2009 Qtr 2: 0; 2009 Qtr 3: 0.41; 2009 Qtr 4: 0; 2010 Qtr 1: 0; 2010 Qtr 2: 0; 2010 Qtr 3: 0; 2010 Qtr 4: 0; 2011 Qtr 1: 0; 2011 Qtr 2: 0; 2011 Qtr 3: 0; 2011 Qtr 4: 0 | 0.41
0 | 348004-Faucet Aerator |  | System | Residential | HorizAxisClothesWasher | 0 | 0 |  |  |  | 12.7 | 0 | 0 | 0 | 10.88 | 1.82 | 0 |  | kW | 0 | 6.733 | Residential |  | Annual | [5 empty] | 10 | 0.85 |  |  |  | 0 | 2 | 0 | 0 | 0 | 0 | 0 | 0 | 0 | 0 | 0 | 0 | 2009 Qtr 1: 0; 2009 Qtr 2: 0; 2009 Qtr 3: 2; 2009 Qtr 4: 0; 2010 Qtr 1: 0; 2010 Qtr 2: 0; 2010 Qtr 3: 0; 2010 Qtr 4: 0; 2011 Qtr 1: 0; 2011 Qtr 2: 0; 2011 Qtr 3: 0; 2011 Qtr 4: 0 | 2
0 | 348005-Low Flow Showerheads |  | System | Residential | HorizAxisClothesWasher | 0 | 0 |  |  |  | 37.95 | 0 | 0 | 0 | 33.71 | 4.24 | 0 |  | kW | 0 | 8.978 | Residential |  | Annual | [5 empty] | 10 | 0.7 |  |  |  | 0 | 1 | 0 | 0 | 0 | 0 | 0 | 0 | 0 | 0 | 0 | 0 | 2009 Qtr 1: 0; 2009 Qtr 2: 0; 2009 Qtr 3: 1; 2009 Qtr 4: 0; 2010 Qtr 1: 0; 2010 Qtr 2: 0; 2010 Qtr 3: 0; 2010 Qtr 4: 0; 2011 Qtr 1: 0; 2011 Qtr 2: 0; 2011 Qtr 3: 0; 2011 Qtr 4: 0 | 1
0 | 348003-Pipe Wrap |  | System | Residential | HorizAxisClothesWasher | 0 | 0 |  |  |  | 40 | 0 | 0 | 0 | 33.75 | 6.25 | 0 |  | kW | 0 | 8.978 | Residential |  | Annual | [5 empty] | 11 | 0.85 |  |  |  | 0 | 1 | 0 | 0 | 0 | 0 | 0 | 0 | 0 | 0 | 0 | 0 | 2009 Qtr 1: 0; 2009 Qtr 2: 0; 2009 Qtr 3: 1; 2009 Qtr 4: 0; 2010 Qtr 1: 0; 2010 Qtr 2: 0; 2010 Qtr 3: 0; 2010 Qtr 4: 0; 2011 Qtr 1: 0; 2011 Qtr 2: 0; 2011 Qtr 3: 0; 2011 Qtr 4: 0 | 1
0 | 348002-Duct Test and Seal (Gas Only) |  | System | Residential | AC_Cooling | 0 | 0 |  |  |  | 721.3171 | 0 | 0 | 0 | 644.7805 | 76.5366 | 0 |  | kW | 0 | 35 | Residential |  | Annual | [5 empty] | 18 | 0.78 |  |  |  | 0 | 0.41 | 0 | 0 | 0 | 0 | 0 | 0 | 0 | 0 | 0 | 0 | 2009 Qtr 1: 0; 2009 Qtr 2: 0; 2009 Qtr 3: 0.41; 2009 Qtr 4: 0; 2010 Qtr 1: 0; 2010 Qtr 2: 0; 2010 Qtr 3: 0; 2010 Qtr 4: 0; 2011 Qtr 1: 0; 2011 Qtr 2: 0; 2011 Qtr 3: 0; 2011 Qtr 4: 0 | 0.41
0 | 348003-Pipe Wrap |  | System | Residential | HorizAxisClothesWasher | 0 | 0 |  |  |  | 40 | 0 | 0 | 0 | 33.75 | 6.25 | 0 |  | kW | 0 | 8.978 | Residential |  | Annual | [5 empty] | 11 | 0.85 |  |  |  | 0 | 1 | 0 | 0 | 0 | 0 | 0 | 0 | 0 | 0 | 0 | 0 | 2009 Qtr 1: 0; 2009 Qtr 2: 0; 2009 Qtr 3: 1; 2009 Qtr 4: 0; 2010 Qtr 1: 0; 2010 Qtr 2: 0; 2010 Qtr 3: 0; 2010 Qtr 4: 0; 2011 Qtr 1: 0; 2011 Qtr 2: 0; 2011 Qtr 3: 0; 2011 Qtr 4: 0 | 1
0 | 348004-Faucet Aerator |  | System | Residential | HorizAxisClothesWasher | 0 | 0 |  |  |  | 12.7 | 0 | 0 | 0 | 10.88 | 1.82 | 0 |  | kW | 0 | 6.733 | Residential |  | Annual | [5 empty] | 10 | 0.85 |  |  |  | 0 | 2 | 0 | 0 | 0 | 0 | 0 | 0 | 0 | 0 | 0 | 0 | 2009 Qtr 1: 0; 2009 Qtr 2: 0; 2009 Qtr 3: 2; 2009 Qtr 4: 0; 2010 Qtr 1: 0; 2010 Qtr 2: 0; 2010 Qtr 3: 0; 2010 Qtr 4: 0; 2011 Qtr 1: 0; 2011 Qtr 2: 0; 2011 Qtr 3: 0; 2011 Qtr 4: 0 | 2
0 | 348005-Low Flow Showerheads |  | System | Residential | HorizAxisClothesWasher | 0 | 0 |  |  |  | 37.95 | 0 | 0 | 0 | 33.71 | 4.24 | 0 |  | kW | 0 | 8.978 | Residential |  | Annual | [5 empty] | 10 | 0.7 |  |  |  | 0 | 2 | 0 | 0 | 0 | 0 | 0 | 0 | 0 | 0 | 0 | 0 | 2009 Qtr 1: 0; 2009 Qtr 2: 0; 2009 Qtr 3: 2; 2009 Qtr 4: 0; 2010 Qtr 1: 0; 2010 Qtr 2: 0; 2010 Qtr 3: 0; 2010 Qtr 4: 0; 2011 Qtr 1: 0; 2011 Qtr 2: 0; 2011 Qtr 3: 0; 2011 Qtr 4: 0 | 2
0 | 348003-Pipe Wrap |  | System | Residential | HorizAxisClothesWasher | 0 | 0 |  |  |  | 40 | 0 | 0 | 0 | 33.75 | 6.25 | 0 |  | kW | 0 | 8.978 | Residential |  | Annual | [5 empty] | 11 | 0.85 |  |  |  | 0 | 1 | 0 | 0 | 0 | 0 | 0 | 0 | 0 | 0 | 0 | 0 | 2009 Qtr 1: 0; 2009 Qtr 2: 0; 2009 Qtr 3: 1; 2009 Qtr 4: 0; 2010 Qtr 1: 0; 2010 Qtr 2: 0; 2010 Qtr 3: 0; 2010 Qtr 4: 0; 2011 Qtr 1: 0; 2011 Qtr 2: 0; 2011 Qtr 3: 0; 2011 Qtr 4: 0 | 1
0 | 348004-Faucet Aerator |  | System | Residential | HorizAxisClothesWasher | 0 | 0 |  |  |  | 12.7 | 0 | 0 | 0 | 10.88 | 1.82 | 0 |  | kW | 0 | 6.733 | Residential |  | Annual | [5 empty] | 10 | 0.85 |  |  |  | 0 | 2 | 0 | 0 | 0 | 0 | 0 | 0 | 0 | 0 | 0 | 0 | 2009 Qtr 1: 0; 2009 Qtr 2: 0; 2009 Qtr 3: 2; 2009 Qtr 4: 0; 2010 Qtr 1: 0; 2010 Qtr 2: 0; 2010 Qtr 3: 0; 2010 Qtr 4: 0; 2011 Qtr 1: 0; 2011 Qtr 2: 0; 2011 Qtr 3: 0; 2011 Qtr 4: 0 | 2
0 | 348005-Low Flow Showerheads |  | System | Residential | HorizAxisClothesWasher | 0 | 0 |  |  |  | 37.95 | 0 | 0 | 0 | 33.71 | 4.24 | 0 |  | kW | 0 | 8.978 | Residential |  | Annual | [5 empty] | 10 | 0.7 |  |  |  | 0 | 1 | 0 | 0 | 0 | 0 | 0 | 0 | 0 | 0 | 0 | 0 | 2009 Qtr 1: 0; 2009 Qtr 2: 0; 2009 Qtr 3: 1; 2009 Qtr 4: 0; 2010 Qtr 1: 0; 2010 Qtr 2: 0; 2010 Qtr 3: 0; 2010 Qtr 4: 0; 2011 Qtr 1: 0; 2011 Qtr 2: 0; 2011 Qtr 3: 0; 2011 Qtr 4: 0 | 1
0 | 348003-Pipe Wrap |  | System | Residential | HorizAxisClothesWasher | 0 | 0 |  |  |  | 40 | 0 | 0 | 0 | 33.75 | 6.25 | 0 |  | kW | 0 | 8.978 | Residential |  | Annual | [5 empty] | 11 | 0.85 |  |  |  | 0 | 1 | 0 | 0 | 0 | 0 | 0 | 0 | 0 | 0 | 0 | 0 | 2009 Qtr 1: 0; 2009 Qtr 2: 0; 2009 Qtr 3: 1; 2009 Qtr 4: 0; 2010 Qtr 1: 0; 2010 Qtr 2: 0; 2010 Qtr 3: 0; 2010 Qtr 4: 0; 2011 Qtr 1: 0; 2011 Qtr 2: 0; 2011 Qtr 3: 0; 2011 Qtr 4: 0 | 1
0 | 348004-Faucet Aerator |  | System | Residential | HorizAxisClothesWasher | 0 | 0 |  |  |  | 12.7 | 0 | 0 | 0 | 10.88 | 1.82 | 0 |  | kW | 0 | 6.733 | Residential |  | Annual | [5 empty] | 10 | 0.85 |  |  |  | 0 | 3 | 0 | 0 | 0 | 0 | 0 | 0 | 0 | 0 | 0 | 0 | 2009 Qtr 1: 0; 2009 Qtr 2: 0; 2009 Qtr 3: 3; 2009 Qtr 4: 0; 2010 Qtr 1: 0; 2010 Qtr 2: 0; 2010 Qtr 3: 0; 2010 Qtr 4: 0; 2011 Qtr 1: 0; 2011 Qtr 2: 0; 2011 Qtr 3: 0; 2011 Qtr 4: 0 | 3
0 | 348005-Low Flow Showerheads |  | System | Residential | HorizAxisClothesWasher | 0 | 0 |  |  |  | 37.95 | 0 | 0 | 0 | 33.71 | 4.24 | 0 |  | kW | 0 | 8.978 | Residential |  | Annual | [5 empty] | 10 | 0.7 |  |  |  | 0 | 1 | 0 | 0 | 0 | 0 | 0 | 0 | 0 | 0 | 0 | 0 | 2009 Qtr 1: 0; 2009 Qtr 2: 0; 2009 Qtr 3: 1; 2009 Qtr 4: 0; 2010 Qtr 1: 0; 2010 Qtr 2: 0; 2010 Qtr 3: 0; 2010 Qtr 4: 0; 2011 Qtr 1: 0; 2011 Qtr 2: 0; 2011 Qtr 3: 0; 2011 Qtr 4: 0 | 1
0 | 348003-Pipe Wrap |  | System | Residential | HorizAxisClothesWasher | 0 | 0 |  |  |  | 40 | 0 | 0 | 0 | 33.75 | 6.25 | 0 |  | kW | 0 | 8.978 | Residential |  | Annual | [5 empty] | 11 | 0.85 |  |  |  | 0 | 1 | 0 | 0 | 0 | 0 | 0 | 0 | 0 | 0 | 0 | 0 | 2009 Qtr 1: 0; 2009 Qtr 2: 0; 2009 Qtr 3: 1; 2009 Qtr 4: 0; 2010 Qtr 1: 0; 2010 Qtr 2: 0; 2010 Qtr 3: 0; 2010 Qtr 4: 0; 2011 Qtr 1: 0; 2011 Qtr 2: 0; 2011 Qtr 3: 0; 2011 Qtr 4: 0 | 1
0 | 348002-Duct Test and Seal (Gas Only) |  | System | Residential | AC_Cooling | 0 | 0 |  |  |  | 721.3171 | 0 | 0 | 0 | 644.7805 | 76.5366 | 0 |  | kW | 0 | 35 | Residential |  | Annual | [5 empty] | 18 | 0.78 |  |  |  | 0 | 0.41 | 0 | 0 | 0 | 0 | 0 | 0 | 0 | 0 | 0 | 0 | 2009 Qtr 1: 0; 2009 Qtr 2: 0; 2009 Qtr 3: 0.41; 2009 Qtr 4: 0; 2010 Qtr 1: 0; 2010 Qtr 2: 0; 2010 Qtr 3: 0; 2010 Qtr 4: 0; 2011 Qtr 1: 0; 2011 Qtr 2: 0; 2011 Qtr 3: 0; 2011 Qtr 4: 0 | 0.41
0 | 348005-Low Flow Showerheads |  | System | Residential | HorizAxisClothesWasher | 0 | 0 |  |  |  | 37.95 | 0 | 0 | 0 | 33.71 | 4.24 | 0 |  | kW | 0 | 8.978 | Residential |  | Annual | [5 empty] | 10 | 0.7 |  |  |  | 0 | 2 | 0 | 0 | 0 | 0 | 0 | 0 | 0 | 0 | 0 | 0 | 2009 Qtr 1: 0; 2009 Qtr 2: 0; 2009 Qtr 3: 2; 2009 Qtr 4: 0; 2010 Qtr 1: 0; 2010 Qtr 2: 0; 2010 Qtr 3: 0; 2010 Qtr 4: 0; 2011 Qtr 1: 0; 2011 Qtr 2: 0; 2011 Qtr 3: 0; 2011 Qtr 4: 0 | 2
0 | 348002-Duct Test and Seal (Gas Only) |  | System | Residential | AC_Cooling | 0 | 0 |  |  |  | 721.3171 | 0 | 0 | 0 | 644.7805 | 76.5366 | 0 |  | kW | 0 | 35 | Residential |  | Annual | [5 empty] | 18 | 0.78 |  |  |  | 0 | 0.41 | 0 | 0 | 0 | 0 | 0 | 0 | 0 | 0 | 0 | 0 | 2009 Qtr 1: 0; 2009 Qtr 2: 0; 2009 Qtr 3: 0.41; 2009 Qtr 4: 0; 2010 Qtr 1: 0; 2010 Qtr 2: 0; 2010 Qtr 3: 0; 2010 Qtr 4: 0; 2011 Qtr 1: 0; 2011 Qtr 2: 0; 2011 Qtr 3: 0; 2011 Qtr 4: 0 | 0.41
0 | 348004-Faucet Aerator |  | System | Residential | HorizAxisClothesWasher | 0 | 0 |  |  |  | 12.7 | 0 | 0 | 0 | 10.88 | 1.82 | 0 |  | kW | 0 | 6.733 | Residential |  | Annual | [5 empty] | 10 | 0.85 |  |  |  | 0 | 4 | 0 | 0 | 0 | 0 | 0 | 0 | 0 | 0 | 0 | 0 | 2009 Qtr 1: 0; 2009 Qtr 2: 0; 2009 Qtr 3: 4; 2009 Qtr 4: 0; 2010 Qtr 1: 0; 2010 Qtr 2: 0; 2010 Qtr 3: 0; 2010 Qtr 4: 0; 2011 Qtr 1: 0; 2011 Qtr 2: 0; 2011 Qtr 3: 0; 2011 Qtr 4: 0 | 4
0 | 348005-Low Flow Showerheads |  | System | Residential | HorizAxisClothesWasher | 0 | 0 |  |  |  | 37.95 | 0 | 0 | 0 | 33.71 | 4.24 | 0 |  | kW | 0 | 8.978 | Residential |  | Annual | [5 empty] | 10 | 0.7 |  |  |  | 0 | 2 | 0 | 0 | 0 | 0 | 0 | 0 | 0 | 0 | 0 | 0 | 2009 Qtr 1: 0; 2009 Qtr 2: 0; 2009 Qtr 3: 2; 2009 Qtr 4: 0; 2010 Qtr 1: 0; 2010 Qtr 2: 0; 2010 Qtr 3: 0; 2010 Qtr 4: 0; 2011 Qtr 1: 0; 2011 Qtr 2: 0; 2011 Qtr 3: 0; 2011 Qtr 4: 0 | 2
0 | 348003-Pipe Wrap |  | System | Residential | HorizAxisClothesWasher | 0 | 0 |  |  |  | 40 | 0 | 0 | 0 | 33.75 | 6.25 | 0 |  | kW | 0 | 8.978 | Residential |  | Annual | [5 empty] | 11 | 0.85 |  |  |  | 0 | 1 | 0 | 0 | 0 | 0 | 0 | 0 | 0 | 0 | 0 | 0 | 2009 Qtr 1: 0; 2009 Qtr 2: 0; 2009 Qtr 3: 1; 2009 Qtr 4: 0; 2010 Qtr 1: 0; 2010 Qtr 2: 0; 2010 Qtr 3: 0; 2010 Qtr 4: 0; 2011 Qtr 1: 0; 2011 Qtr 2: 0; 2011 Qtr 3: 0; 2011 Qtr 4: 0 | 1
0 | 348002-Duct Test and Seal (Gas Only) |  | System | Residential | AC_Cooling | 0 | 0 |  |  |  | 721.3171 | 0 | 0 | 0 | 644.7805 | 76.5366 | 0 |  | kW | 0 | 35 | Residential |  | Annual | [5 empty] | 18 | 0.78 |  |  |  | 0 | 0.41 | 0 | 0 | 0 | 0 | 0 | 0 | 0 | 0 | 0 | 0 | 2009 Qtr 1: 0; 2009 Qtr 2: 0; 2009 Qtr 3: 0.41; 2009 Qtr 4: 0; 2010 Qtr 1: 0; 2010 Qtr 2: 0; 2010 Qtr 3: 0; 2010 Qtr 4: 0; 2011 Qtr 1: 0; 2011 Qtr 2: 0; 2011 Qtr 3: 0; 2011 Qtr 4: 0 | 0.41
0 | 348004-Faucet Aerator |  | System | Residential | HorizAxisClothesWasher | 0 | 0 |  |  |  | 12.7 | 0 | 0 | 0 | 10.88 | 1.82 | 0 |  | kW | 0 | 6.733 | Residential |  | Annual | [5 empty] | 10 | 0.85 |  |  |  | 0 | 4 | 0 | 0 | 0 | 0 | 0 | 0 | 0 | 0 | 0 | 0 | 2009 Qtr 1: 0; 2009 Qtr 2: 0; 2009 Qtr 3: 4; 2009 Qtr 4: 0; 2010 Qtr 1: 0; 2010 Qtr 2: 0; 2010 Qtr 3: 0; 2010 Qtr 4: 0; 2011 Qtr 1: 0; 2011 Qtr 2: 0; 2011 Qtr 3: 0; 2011 Qtr 4: 0 | 4
0 | 348003-Pipe Wrap |  | System | Residential | HorizAxisClothesWasher | 0 | 0 |  |  |  | 40 | 0 | 0 | 0 | 33.75 | 6.25 | 0 |  | kW | 0 | 8.978 | Residential |  | Annual | [5 empty] | 11 | 0.85 |  |  |  | 0 | 1 | 0 | 0 | 0 | 0 | 0 | 0 | 0 | 0 | 0 | 0 | 2009 Qtr 1: 0; 2009 Qtr 2: 0; 2009 Qtr 3: 1; 2009 Qtr 4: 0; 2010 Qtr 1: 0; 2010 Qtr 2: 0; 2010 Qtr 3: 0; 2010 Qtr 4: 0; 2011 Qtr 1: 0; 2011 Qtr 2: 0; 2011 Qtr 3: 0; 2011 Qtr 4: 0 | 1
0 | 348002-Duct Test and Seal (Gas Only) |  | System | Residential | AC_Cooling | 0 | 0 |  |  |  | 721.3171 | 0 | 0 | 0 | 644.7805 | 76.5366 | 0 |  | kW | 0 | 35 | Residential |  | Annual | [5 empty] | 18 | 0.78 |  |  |  | 0 | 0.41 | 0 | 0 | 0 | 0 | 0 | 0 | 0 | 0 | 0 | 0 | 2009 Qtr 1: 0; 2009 Qtr 2: 0; 2009 Qtr 3: 0.41; 2009 Qtr 4: 0; 2010 Qtr 1: 0; 2010 Qtr 2: 0; 2010 Qtr 3: 0; 2010 Qtr 4: 0; 2011 Qtr 1: 0; 2011 Qtr 2: 0; 2011 Qtr 3: 0; 2011 Qtr 4: 0 | 0.41
0 | 348004-Faucet Aerator |  | System | Residential | HorizAxisClothesWasher | 0 | 0 |  |  |  | 12.7 | 0 | 0 | 0 | 10.88 | 1.82 | 0 |  | kW | 0 | 6.733 | Residential |  | Annual | [5 empty] | 10 | 0.85 |  |  |  | 0 | 2 | 0 | 0 | 0 | 0 | 0 | 0 | 0 | 0 | 0 | 0 | 2009 Qtr 1: 0; 2009 Qtr 2: 0; 2009 Qtr 3: 2; 2009 Qtr 4: 0; 2010 Qtr 1: 0; 2010 Qtr 2: 0; 2010 Qtr 3: 0; 2010 Qtr 4: 0; 2011 Qtr 1: 0; 2011 Qtr 2: 0; 2011 Qtr 3: 0; 2011 Qtr 4: 0 | 2
0 | 348005-Low Flow Showerheads |  | System | Residential | HorizAxisClothesWasher | 0 | 0 |  |  |  | 37.95 | 0 | 0 | 0 | 33.71 | 4.24 | 0 |  | kW | 0 | 8.978 | Residential |  | Annual | [5 empty] | 10 | 0.7 |  |  |  | 0 | 1 | 0 | 0 | 0 | 0 | 0 | 0 | 0 | 0 | 0 | 0 | 2009 Qtr 1: 0; 2009 Qtr 2: 0; 2009 Qtr 3: 1; 2009 Qtr 4: 0; 2010 Qtr 1: 0; 2010 Qtr 2: 0; 2010 Qtr 3: 0; 2010 Qtr 4: 0; 2011 Qtr 1: 0; 2011 Qtr 2: 0; 2011 Qtr 3: 0; 2011 Qtr 4: 0 | 1
0 | 348003-Pipe Wrap |  | System | Residential | HorizAxisClothesWasher | 0 | 0 |  |  |  | 40 | 0 | 0 | 0 | 33.75 | 6.25 | 0 |  | kW | 0 | 8.978 | Residential |  | Annual | [5 empty] | 11 | 0.85 |  |  |  | 0 | 1 | 0 | 0 | 0 | 0 | 0 | 0 | 0 | 0 | 0 | 0 | 2009 Qtr 1: 0; 2009 Qtr 2: 0; 2009 Qtr 3: 1; 2009 Qtr 4: 0; 2010 Qtr 1: 0; 2010 Qtr 2: 0; 2010 Qtr 3: 0; 2010 Qtr 4: 0; 2011 Qtr 1: 0; 2011 Qtr 2: 0; 2011 Qtr 3: 0; 2011 Qtr 4: 0 | 1
0 | 348002-Duct Test and Seal (Gas Only) |  | System | Residential | AC_Cooling | 0 | 0 |  |  |  | 721.3171 | 0 | 0 | 0 | 644.7805 | 76.5366 | 0 |  | kW | 0 | 35 | Residential |  | Annual | [5 empty] | 18 | 0.78 |  |  |  | 0 | 0.41 | 0 | 0 | 0 | 0 | 0 | 0 | 0 | 0 | 0 | 0 | 2009 Qtr 1: 0; 2009 Qtr 2: 0; 2009 Qtr 3: 0.41; 2009 Qtr 4: 0; 2010 Qtr 1: 0; 2010 Qtr 2: 0; 2010 Qtr 3: 0; 2010 Qtr 4: 0; 2011 Qtr 1: 0; 2011 Qtr 2: 0; 2011 Qtr 3: 0; 2011 Qtr 4: 0 | 0.41
0 | 348004-Faucet Aerator |  | System | Residential | HorizAxisClothesWasher | 0 | 0 |  |  |  | 12.7 | 0 | 0 | 0 | 10.88 | 1.82 | 0 |  | kW | 0 | 6.733 | Residential |  | Annual | [5 empty] | 10 | 0.85 |  |  |  | 0 | 3 | 0 | 0 | 0 | 0 | 0 | 0 | 0 | 0 | 0 | 0 | 2009 Qtr 1: 0; 2009 Qtr 2: 0; 2009 Qtr 3: 3; 2009 Qtr 4: 0; 2010 Qtr 1: 0; 2010 Qtr 2: 0; 2010 Qtr 3: 0; 2010 Qtr 4: 0; 2011 Qtr 1: 0; 2011 Qtr 2: 0; 2011 Qtr 3: 0; 2011 Qtr 4: 0 | 3
0 | 348005-Low Flow Showerheads |  | System | Residential | HorizAxisClothesWasher | 0 | 0 |  |  |  | 37.95 | 0 | 0 | 0 | 33.71 | 4.24 | 0 |  | kW | 0 | 8.978 | Residential |  | Annual | [5 empty] | 10 | 0.7 |  |  |  | 0 | 2 | 0 | 0 | 0 | 0 | 0 | 0 | 0 | 0 | 0 | 0 | 2009 Qtr 1: 0; 2009 Qtr 2: 0; 2009 Qtr 3: 2; 2009 Qtr 4: 0; 2010 Qtr 1: 0; 2010 Qtr 2: 0; 2010 Qtr 3: 0; 2010 Qtr 4: 0; 2011 Qtr 1: 0; 2011 Qtr 2: 0; 2011 Qtr 3: 0; 2011 Qtr 4: 0 | 2
0 | 348003-Pipe Wrap |  | System | Residential | HorizAxisClothesWasher | 0 | 0 |  |  |  | 40 | 0 | 0 | 0 | 33.75 | 6.25 | 0 |  | kW | 0 | 8.978 | Residential |  | Annual | [5 empty] | 11 | 0.85 |  |  |  | 0 | 1 | 0 | 0 | 0 | 0 | 0 | 0 | 0 | 0 | 0 | 0 | 2009 Qtr 1: 0; 2009 Qtr 2: 0; 2009 Qtr 3: 1; 2009 Qtr 4: 0; 2010 Qtr 1: 0; 2010 Qtr 2: 0; 2010 Qtr 3: 0; 2010 Qtr 4: 0; 2011 Qtr 1: 0; 2011 Qtr 2: 0; 2011 Qtr 3: 0; 2011 Qtr 4: 0 | 1
0 | 348002-Duct Test and Seal (Gas Only) |  | System | Residential | AC_Cooling | 0 | 0 |  |  |  | 721.3171 | 0 | 0 | 0 | 644.7805 | 76.5366 | 0 |  | kW | 0 | 35 | Residential |  | Annual | [5 empty] | 18 | 0.78 |  |  |  | 0 | 0.41 | 0 | 0 | 0 | 0 | 0 | 0 | 0 | 0 | 0 | 0 | 2009 Qtr 1: 0; 2009 Qtr 2: 0; 2009 Qtr 3: 0.41; 2009 Qtr 4: 0; 2010 Qtr 1: 0; 2010 Qtr 2: 0; 2010 Qtr 3: 0; 2010 Qtr 4: 0; 2011 Qtr 1: 0; 2011 Qtr 2: 0; 2011 Qtr 3: 0; 2011 Qtr 4: 0 | 0.41
0 | 348004-Faucet Aerator |  | System | Residential | HorizAxisClothesWasher | 0 | 0 |  |  |  | 12.7 | 0 | 0 | 0 | 10.88 | 1.82 | 0 |  | kW | 0 | 6.733 | Residential |  | Annual | [5 empty] | 10 | 0.85 |  |  |  | 0 | 2 | 0 | 0 | 0 | 0 | 0 | 0 | 0 | 0 | 0 | 0 | 2009 Qtr 1: 0; 2009 Qtr 2: 0; 2009 Qtr 3: 2; 2009 Qtr 4: 0; 2010 Qtr 1: 0; 2010 Qtr 2: 0; 2010 Qtr 3: 0; 2010 Qtr 4: 0; 2011 Qtr 1: 0; 2011 Qtr 2: 0; 2011 Qtr 3: 0; 2011 Qtr 4: 0 | 2
0 | 348003-Pipe Wrap |  | System | Residential | HorizAxisClothesWasher | 0 | 0 |  |  |  | 40 | 0 | 0 | 0 | 33.75 | 6.25 | 0 |  | kW | 0 | 8.978 | Residential |  | Annual | [5 empty] | 11 | 0.85 |  |  |  | 0 | 1 | 0 | 0 | 0 | 0 | 0 | 0 | 0 | 0 | 0 | 0 | 2009 Qtr 1: 0; 2009 Qtr 2: 0; 2009 Qtr 3: 1; 2009 Qtr 4: 0; 2010 Qtr 1: 0; 2010 Qtr 2: 0; 2010 Qtr 3: 0; 2010 Qtr 4: 0; 2011 Qtr 1: 0; 2011 Qtr 2: 0; 2011 Qtr 3: 0; 2011 Qtr 4: 0 | 1
0 | 348002-Duct Test and Seal (Gas Only) |  | System | Residential | AC_Cooling | 0 | 0 |  |  |  | 721.3171 | 0 | 0 | 0 | 644.7805 | 76.5366 | 0 |  | kW | 0 | 35 | Residential |  | Annual | [5 empty] | 18 | 0.78 |  |  |  | 0 | 0.41 | 0 | 0 | 0 | 0 | 0 | 0 | 0 | 0 | 0 | 0 | 2009 Qtr 1: 0; 2009 Qtr 2: 0; 2009 Qtr 3: 0.41; 2009 Qtr 4: 0; 2010 Qtr 1: 0; 2010 Qtr 2: 0; 2010 Qtr 3: 0; 2010 Qtr 4: 0; 2011 Qtr 1: 0; 2011 Qtr 2: 0; 2011 Qtr 3: 0; 2011 Qtr 4: 0 | 0.41
0 | 348004-Faucet Aerator |  | System | Residential | HorizAxisClothesWasher | 0 | 0 |  |  |  | 12.7 | 0 | 0 | 0 | 10.88 | 1.82 | 0 |  | kW | 0 | 6.733 | Residential |  | Annual | [5 empty] | 10 | 0.85 |  |  |  | 0 | 3 | 0 | 0 | 0 | 0 | 0 | 0 | 0 | 0 | 0 | 0 | 2009 Qtr 1: 0; 2009 Qtr 2: 0; 2009 Qtr 3: 3; 2009 Qtr 4: 0; 2010 Qtr 1: 0; 2010 Qtr 2: 0; 2010 Qtr 3: 0; 2010 Qtr 4: 0; 2011 Qtr 1: 0; 2011 Qtr 2: 0; 2011 Qtr 3: 0; 2011 Qtr 4: 0 | 3
0 | 348005-Low Flow Showerheads |  | System | Residential | HorizAxisClothesWasher | 0 | 0 |  |  |  | 37.95 | 0 | 0 | 0 | 33.71 | 4.24 | 0 |  | kW | 0 | 8.978 | Residential |  | Annual | [5 empty] | 10 | 0.7 |  |  |  | 0 | 2 | 0 | 0 | 0 | 0 | 0 | 0 | 0 | 0 | 0 | 0 | 2009 Qtr 1: 0; 2009 Qtr 2: 0; 2009 Qtr 3: 2; 2009 Qtr 4: 0; 2010 Qtr 1: 0; 2010 Qtr 2: 0; 2010 Qtr 3: 0; 2010 Qtr 4: 0; 2011 Qtr 1: 0; 2011 Qtr 2: 0; 2011 Qtr 3: 0; 2011 Qtr 4: 0 | 2
0 | 348003-Pipe Wrap |  | System | Residential | HorizAxisClothesWasher | 0 | 0 |  |  |  | 40 | 0 | 0 | 0 | 33.75 | 6.25 | 0 |  | kW | 0 | 8.978 | Residential |  | Annual | [5 empty] | 11 | 0.85 |  |  |  | 0 | 1 | 0 | 0 | 0 | 0 | 0 | 0 | 0 | 0 | 0 | 0 | 2009 Qtr 1: 0; 2009 Qtr 2: 0; 2009 Qtr 3: 1; 2009 Qtr 4: 0; 2010 Qtr 1: 0; 2010 Qtr 2: 0; 2010 Qtr 3: 0; 2010 Qtr 4: 0; 2011 Qtr 1: 0; 2011 Qtr 2: 0; 2011 Qtr 3: 0; 2011 Qtr 4: 0 | 1
0 | 348002-Duct Test and Seal (Gas Only) |  | System | Residential | AC_Cooling | 0 | 0 |  |  |  | 721.3171 | 0 | 0 | 0 | 644.7805 | 76.5366 | 0 |  | kW | 0 | 35 | Residential |  | Annual | [5 empty] | 18 | 0.78 |  |  |  | 0 | 0.41 | 0 | 0 | 0 | 0 | 0 | 0 | 0 | 0 | 0 | 0 | 2009 Qtr 1: 0; 2009 Qtr 2: 0; 2009 Qtr 3: 0.41; 2009 Qtr 4: 0; 2010 Qtr 1: 0; 2010 Qtr 2: 0; 2010 Qtr 3: 0; 2010 Qtr 4: 0; 2011 Qtr 1: 0; 2011 Qtr 2: 0; 2011 Qtr 3: 0; 2011 Qtr 4: 0 | 0.41
0 | 348004-Faucet Aerator |  | System | Residential | HorizAxisClothesWasher | 0 | 0 |  |  |  | 12.7 | 0 | 0 | 0 | 10.88 | 1.82 | 0 |  | kW | 0 | 6.733 | Residential |  | Annual | [5 empty] | 10 | 0.85 |  |  |  | 0 | 1 | 0 | 0 | 0 | 0 | 0 | 0 | 0 | 0 | 0 | 0 | 2009 Qtr 1: 0; 2009 Qtr 2: 0; 2009 Qtr 3: 1; 2009 Qtr 4: 0; 2010 Qtr 1: 0; 2010 Qtr 2: 0; 2010 Qtr 3: 0; 2010 Qtr 4: 0; 2011 Qtr 1: 0; 2011 Qtr 2: 0; 2011 Qtr 3: 0; 2011 Qtr 4: 0 | 1
0 | 348005-Low Flow Showerheads |  | System | Residential | HorizAxisClothesWasher | 0 | 0 |  |  |  | 37.95 | 0 | 0 | 0 | 33.71 | 4.24 | 0 |  | kW | 0 | 8.978 | Residential |  | Annual | [5 empty] | 10 | 0.7 |  |  |  | 0 | 1 | 0 | 0 | 0 | 0 | 0 | 0 | 0 | 0 | 0 | 0 | 2009 Qtr 1: 0; 2009 Qtr 2: 0; 2009 Qtr 3: 1; 2009 Qtr 4: 0; 2010 Qtr 1: 0; 2010 Qtr 2: 0; 2010 Qtr 3: 0; 2010 Qtr 4: 0; 2011 Qtr 1: 0; 2011 Qtr 2: 0; 2011 Qtr 3: 0; 2011 Qtr 4: 0 | 1
0 | 348003-Pipe Wrap |  | System | Residential | HorizAxisClothesWasher | 0 | 0 |  |  |  | 40 | 0 | 0 | 0 | 33.75 | 6.25 | 0 |  | kW | 0 | 8.978 | Residential |  | Annual | [5 empty] | 11 | 0.85 |  |  |  | 0 | 1 | 0 | 0 | 0 | 0 | 0 | 0 | 0 | 0 | 0 | 0 | 2009 Qtr 1: 0; 2009 Qtr 2: 0; 2009 Qtr 3: 1; 2009 Qtr 4: 0; 2010 Qtr 1: 0; 2010 Qtr 2: 0; 2010 Qtr 3: 0; 2010 Qtr 4: 0; 2011 Qtr 1: 0; 2011 Qtr 2: 0; 2011 Qtr 3: 0; 2011 Qtr 4: 0 | 1
0 | 348002-Duct Test and Seal (Gas Only) |  | System | Residential | AC_Cooling | 0 | 0 |  |  |  | 721.3171 | 0 | 0 | 0 | 644.7805 | 76.5366 | 0 |  | kW | 0 | 35 | Residential |  | Annual | [5 empty] | 18 | 0.78 |  |  |  | 0 | 0.41 | 0 | 0 | 0 | 0 | 0 | 0 | 0 | 0 | 0 | 0 | 2009 Qtr 1: 0; 2009 Qtr 2: 0; 2009 Qtr 3: 0.41; 2009 Qtr 4: 0; 2010 Qtr 1: 0; 2010 Qtr 2: 0; 2010 Qtr 3: 0; 2010 Qtr 4: 0; 2011 Qtr 1: 0; 2011 Qtr 2: 0; 2011 Qtr 3: 0; 2011 Qtr 4: 0 | 0.41
0 | 348004-Faucet Aerator |  | System | Residential | HorizAxisClothesWasher | 0 | 0 |  |  |  | 12.7 | 0 | 0 | 0 | 10.88 | 1.82 | 0 |  | kW | 0 | 6.733 | Residential |  | Annual | [5 empty] | 10 | 0.85 |  |  |  | 0 | 2 | 0 | 0 | 0 | 0 | 0 | 0 | 0 | 0 | 0 | 0 | 2009 Qtr 1: 0; 2009 Qtr 2: 0; 2009 Qtr 3: 2; 2009 Qtr 4: 0; 2010 Qtr 1: 0; 2010 Qtr 2: 0; 2010 Qtr 3: 0; 2010 Qtr 4: 0; 2011 Qtr 1: 0; 2011 Qtr 2: 0; 2011 Qtr 3: 0; 2011 Qtr 4: 0 | 2
0 | 348005-Low Flow Showerheads |  | System | Residential | HorizAxisClothesWasher | 0 | 0 |  |  |  | 37.95 | 0 | 0 | 0 | 33.71 | 4.24 | 0 |  | kW | 0 | 8.978 | Residential |  | Annual | [5 empty] | 10 | 0.7 |  |  |  | 0 | 1 | 0 | 0 | 0 | 0 | 0 | 0 | 0 | 0 | 0 | 0 | 2009 Qtr 1: 0; 2009 Qtr 2: 0; 2009 Qtr 3: 1; 2009 Qtr 4: 0; 2010 Qtr 1: 0; 2010 Qtr 2: 0; 2010 Qtr 3: 0; 2010 Qtr 4: 0; 2011 Qtr 1: 0; 2011 Qtr 2: 0; 2011 Qtr 3: 0; 2011 Qtr 4: 0 | 1
0 | 348003-Pipe Wrap |  | System | Residential | HorizAxisClothesWasher | 0 | 0 |  |  |  | 40 | 0 | 0 | 0 | 33.75 | 6.25 | 0 |  | kW | 0 | 8.978 | Residential |  | Annual | [5 empty] | 11 | 0.85 |  |  |  | 0 | 1 | 0 | 0 | 0 | 0 | 0 | 0 | 0 | 0 | 0 | 0 | 2009 Qtr 1: 0; 2009 Qtr 2: 0; 2009 Qtr 3: 1; 2009 Qtr 4: 0; 2010 Qtr 1: 0; 2010 Qtr 2: 0; 2010 Qtr 3: 0; 2010 Qtr 4: 0; 2011 Qtr 1: 0; 2011 Qtr 2: 0; 2011 Qtr 3: 0; 2011 Qtr 4: 0 | 1
0 | 348002-Duct Test and Seal (Gas Only) |  | System | Residential | AC_Cooling | 0 | 0 |  |  |  | 721.3171 | 0 | 0 | 0 | 644.7805 | 76.5366 | 0 |  | kW | 0 | 35 | Residential |  | Annual | [5 empty] | 18 | 0.78 |  |  |  | 0 | 0.41 | 0 | 0 | 0 | 0 | 0 | 0 | 0 | 0 | 0 | 0 | 2009 Qtr 1: 0; 2009 Qtr 2: 0; 2009 Qtr 3: 0.41; 2009 Qtr 4: 0; 2010 Qtr 1: 0; 2010 Qtr 2: 0; 2010 Qtr 3: 0; 2010 Qtr 4: 0; 2011 Qtr 1: 0; 2011 Qtr 2: 0; 2011 Qtr 3: 0; 2011 Qtr 4: 0 | 0.41
0 | 348004-Faucet Aerator |  | System | Residential | HorizAxisClothesWasher | 0 | 0 |  |  |  | 12.7 | 0 | 0 | 0 | 10.88 | 1.82 | 0 |  | kW | 0 | 6.733 | Residential |  | Annual | [5 empty] | 10 | 0.85 |  |  |  | 0 | 3 | 0 | 0 | 0 | 0 | 0 | 0 | 0 | 0 | 0 | 0 | 2009 Qtr 1: 0; 2009 Qtr 2: 0; 2009 Qtr 3: 3; 2009 Qtr 4: 0; 2010 Qtr 1: 0; 2010 Qtr 2: 0; 2010 Qtr 3: 0; 2010 Qtr 4: 0; 2011 Qtr 1: 0; 2011 Qtr 2: 0; 2011 Qtr 3: 0; 2011 Qtr 4: 0 | 3
0 | 348005-Low Flow Showerheads |  | System | Residential | HorizAxisClothesWasher | 0 | 0 |  |  |  | 37.95 | 0 | 0 | 0 | 33.71 | 4.24 | 0 |  | kW | 0 | 8.978 | Residential |  | Annual | [5 empty] | 10 | 0.7 |  |  |  | 0 | 2 | 0 | 0 | 0 | 0 | 0 | 0 | 0 | 0 | 0 | 0 | 2009 Qtr 1: 0; 2009 Qtr 2: 0; 2009 Qtr 3: 2; 2009 Qtr 4: 0; 2010 Qtr 1: 0; 2010 Qtr 2: 0; 2010 Qtr 3: 0; 2010 Qtr 4: 0; 2011 Qtr 1: 0; 2011 Qtr 2: 0; 2011 Qtr 3: 0; 2011 Qtr 4: 0 | 2
0 | 348003-Pipe Wrap |  | System | Residential | HorizAxisClothesWasher | 0 | 0 |  |  |  | 40 | 0 | 0 | 0 | 33.75 | 6.25 | 0 |  | kW | 0 | 8.978 | Residential |  | Annual | [5 empty] | 11 | 0.85 |  |  |  | 0 | 1 | 0 | 0 | 0 | 0 | 0 | 0 | 0 | 0 | 0 | 0 | 2009 Qtr 1: 0; 2009 Qtr 2: 0; 2009 Qtr 3: 1; 2009 Qtr 4: 0; 2010 Qtr 1: 0; 2010 Qtr 2: 0; 2010 Qtr 3: 0; 2010 Qtr 4: 0; 2011 Qtr 1: 0; 2011 Qtr 2: 0; 2011 Qtr 3: 0; 2011 Qtr 4: 0 | 1
0 | 348002-Duct Test and Seal (Gas Only) |  | System | Residential | AC_Cooling | 0 | 0 |  |  |  | 721.3171 | 0 | 0 | 0 | 644.7805 | 76.5366 | 0 |  | kW | 0 | 35 | Residential |  | Annual | [5 empty] | 18 | 0.78 |  |  |  | 0 | 0.41 | 0 | 0 | 0 | 0 | 0 | 0 | 0 | 0 | 0 | 0 | 2009 Qtr 1: 0; 2009 Qtr 2: 0; 2009 Qtr 3: 0.41; 2009 Qtr 4: 0; 2010 Qtr 1: 0; 2010 Qtr 2: 0; 2010 Qtr 3: 0; 2010 Qtr 4: 0; 2011 Qtr 1: 0; 2011 Qtr 2: 0; 2011 Qtr 3: 0; 2011 Qtr 4: 0 | 0.41
0 | 348004-Faucet Aerator |  | System | Residential | HorizAxisClothesWasher | 0 | 0 |  |  |  | 12.7 | 0 | 0 | 0 | 10.88 | 1.82 | 0 |  | kW | 0 | 6.733 | Residential |  | Annual | [5 empty] | 10 | 0.85 |  |  |  | 0 | 3 | 0 | 0 | 0 | 0 | 0 | 0 | 0 | 0 | 0 | 0 | 2009 Qtr 1: 0; 2009 Qtr 2: 0; 2009 Qtr 3: 3; 2009 Qtr 4: 0; 2010 Qtr 1: 0; 2010 Qtr 2: 0; 2010 Qtr 3: 0; 2010 Qtr 4: 0; 2011 Qtr 1: 0; 2011 Qtr 2: 0; 2011 Qtr 3: 0; 2011 Qtr 4: 0 | 3
0 | 348005-Low Flow Showerheads |  | System | Residential | HorizAxisClothesWasher | 0 | 0 |  |  |  | 37.95 | 0 | 0 | 0 | 33.71 | 4.24 | 0 |  | kW | 0 | 8.978 | Residential |  | Annual | [5 empty] | 10 | 0.7 |  |  |  | 0 | 2 | 0 | 0 | 0 | 0 | 0 | 0 | 0 | 0 | 0 | 0 | 2009 Qtr 1: 0; 2009 Qtr 2: 0; 2009 Qtr 3: 2; 2009 Qtr 4: 0; 2010 Qtr 1: 0; 2010 Qtr 2: 0; 2010 Qtr 3: 0; 2010 Qtr 4: 0; 2011 Qtr 1: 0; 2011 Qtr 2: 0; 2011 Qtr 3: 0; 2011 Qtr 4: 0 | 2
0 | 348003-Pipe Wrap |  | System | Residential | HorizAxisClothesWasher | 0 | 0 |  |  |  | 40 | 0 | 0 | 0 | 33.75 | 6.25 | 0 |  | kW | 0 | 8.978 | Residential |  | Annual | [5 empty] | 11 | 0.85 |  |  |  | 0 | 1 | 0 | 0 | 0 | 0 | 0 | 0 | 0 | 0 | 0 | 0 | 2009 Qtr 1: 0; 2009 Qtr 2: 0; 2009 Qtr 3: 1; 2009 Qtr 4: 0; 2010 Qtr 1: 0; 2010 Qtr 2: 0; 2010 Qtr 3: 0; 2010 Qtr 4: 0; 2011 Qtr 1: 0; 2011 Qtr 2: 0; 2011 Qtr 3: 0; 2011 Qtr 4: 0 | 1
0 | 348002-Duct Test and Seal (Gas Only) |  | System | Residential | AC_Cooling | 0 | 0 |  |  |  | 721.3171 | 0 | 0 | 0 | 644.7805 | 76.5366 | 0 |  | kW | 0 | 35 | Residential |  | Annual | [5 empty] | 18 | 0.78 |  |  |  | 0 | 0.41 | 0 | 0 | 0 | 0 | 0 | 0 | 0 | 0 | 0 | 0 | 2009 Qtr 1: 0; 2009 Qtr 2: 0; 2009 Qtr 3: 0.41; 2009 Qtr 4: 0; 2010 Qtr 1: 0; 2010 Qtr 2: 0; 2010 Qtr 3: 0; 2010 Qtr 4: 0; 2011 Qtr 1: 0; 2011 Qtr 2: 0; 2011 Qtr 3: 0; 2011 Qtr 4: 0 | 0.41
0 | 348004-Faucet Aerator |  | System | Residential | HorizAxisClothesWasher | 0 | 0 |  |  |  | 12.7 | 0 | 0 | 0 | 10.88 | 1.82 | 0 |  | kW | 0 | 6.733 | Residential |  | Annual | [5 empty] | 10 | 0.85 |  |  |  | 0 | 2 | 0 | 0 | 0 | 0 | 0 | 0 | 0 | 0 | 0 | 0 | 2009 Qtr 1: 0; 2009 Qtr 2: 0; 2009 Qtr 3: 2; 2009 Qtr 4: 0; 2010 Qtr 1: 0; 2010 Qtr 2: 0; 2010 Qtr 3: 0; 2010 Qtr 4: 0; 2011 Qtr 1: 0; 2011 Qtr 2: 0; 2011 Qtr 3: 0; 2011 Qtr 4: 0 | 2
0 | 348005-Low Flow Showerheads |  | System | Residential | HorizAxisClothesWasher | 0 | 0 |  |  |  | 37.95 | 0 | 0 | 0 | 33.71 | 4.24 | 0 |  | kW | 0 | 8.978 | Residential |  | Annual | [5 empty] | 10 | 0.7 |  |  |  | 0 | 2 | 0 | 0 | 0 | 0 | 0 | 0 | 0 | 0 | 0 | 0 | 2009 Qtr 1: 0; 2009 Qtr 2: 0; 2009 Qtr 3: 2; 2009 Qtr 4: 0; 2010 Qtr 1: 0; 2010 Qtr 2: 0; 2010 Qtr 3: 0; 2010 Qtr 4: 0; 2011 Qtr 1: 0; 2011 Qtr 2: 0; 2011 Qtr 3: 0; 2011 Qtr 4: 0 | 2
0 | 348003-Pipe Wrap |  | System | Residential | HorizAxisClothesWasher | 0 | 0 |  |  |  | 40 | 0 | 0 | 0 | 33.75 | 6.25 | 0 |  | kW | 0 | 8.978 | Residential |  | Annual | [5 empty] | 11 | 0.85 |  |  |  | 0 | 1 | 0 | 0 | 0 | 0 | 0 | 0 | 0 | 0 | 0 | 0 | 2009 Qtr 1: 0; 2009 Qtr 2: 0; 2009 Qtr 3: 1; 2009 Qtr 4: 0; 2010 Qtr 1: 0; 2010 Qtr 2: 0; 2010 Qtr 3: 0; 2010 Qtr 4: 0; 2011 Qtr 1: 0; 2011 Qtr 2: 0; 2011 Qtr 3: 0; 2011 Qtr 4: 0 | 1
0 | 348002-Duct Test and Seal (Gas Only) |  | System | Residential | AC_Cooling | 0 | 0 |  |  |  | 721.3171 | 0 | 0 | 0 | 644.7805 | 76.5366 | 0 |  | kW | 0 | 35 | Residential |  | Annual | [5 empty] | 18 | 0.78 |  |  |  | 0 | 0.41 | 0 | 0 | 0 | 0 | 0 | 0 | 0 | 0 | 0 | 0 | 2009 Qtr 1: 0; 2009 Qtr 2: 0; 2009 Qtr 3: 0.41; 2009 Qtr 4: 0; 2010 Qtr 1: 0; 2010 Qtr 2: 0; 2010 Qtr 3: 0; 2010 Qtr 4: 0; 2011 Qtr 1: 0; 2011 Qtr 2: 0; 2011 Qtr 3: 0; 2011 Qtr 4: 0 | 0.41
0 | 348004-Faucet Aerator |  | System | Residential | HorizAxisClothesWasher | 0 | 0 |  |  |  | 12.7 | 0 | 0 | 0 | 10.88 | 1.82 | 0 |  | kW | 0 | 6.733 | Residential |  | Annual | [5 empty] | 10 | 0.85 |  |  |  | 0 | 2 | 0 | 0 | 0 | 0 | 0 | 0 | 0 | 0 | 0 | 0 | 2009 Qtr 1: 0; 2009 Qtr 2: 0; 2009 Qtr 3: 2; 2009 Qtr 4: 0; 2010 Qtr 1: 0; 2010 Qtr 2: 0; 2010 Qtr 3: 0; 2010 Qtr 4: 0; 2011 Qtr 1: 0; 2011 Qtr 2: 0; 2011 Qtr 3: 0; 2011 Qtr 4: 0 | 2
0 | 348003-Pipe Wrap |  | System | Residential | HorizAxisClothesWasher | 0 | 0 |  |  |  | 40 | 0 | 0 | 0 | 33.75 | 6.25 | 0 |  | kW | 0 | 8.978 | Residential |  | Annual | [5 empty] | 11 | 0.85 |  |  |  | 0 | 1 | 0 | 0 | 0 | 0 | 0 | 0 | 0 | 0 | 0 | 0 | 2009 Qtr 1: 0; 2009 Qtr 2: 0; 2009 Qtr 3: 1; 2009 Qtr 4: 0; 2010 Qtr 1: 0; 2010 Qtr 2: 0; 2010 Qtr 3: 0; 2010 Qtr 4: 0; 2011 Qtr 1: 0; 2011 Qtr 2: 0; 2011 Qtr 3: 0; 2011 Qtr 4: 0 | 1
0 | 348002-Duct Test and Seal (Gas Only) |  | System | Residential | AC_Cooling | 0 | 0 |  |  |  | 721.3171 | 0 | 0 | 0 | 644.7805 | 76.5366 | 0 |  | kW | 0 | 35 | Residential |  | Annual | [5 empty] | 18 | 0.78 |  |  |  | 0 | 0.41 | 0 | 0 | 0 | 0 | 0 | 0 | 0 | 0 | 0 | 0 | 2009 Qtr 1: 0; 2009 Qtr 2: 0; 2009 Qtr 3: 0.41; 2009 Qtr 4: 0; 2010 Qtr 1: 0; 2010 Qtr 2: 0; 2010 Qtr 3: 0; 2010 Qtr 4: 0; 2011 Qtr 1: 0; 2011 Qtr 2: 0; 2011 Qtr 3: 0; 2011 Qtr 4: 0 | 0.41
0 | 348004-Faucet Aerator |  | System | Residential | HorizAxisClothesWasher | 0 | 0 |  |  |  | 12.7 | 0 | 0 | 0 | 10.88 | 1.82 | 0 |  | kW | 0 | 6.733 | Residential |  | Annual | [5 empty] | 10 | 0.85 |  |  |  | 0 | 3 | 0 | 0 | 0 | 0 | 0 | 0 | 0 | 0 | 0 | 0 | 2009 Qtr 1: 0; 2009 Qtr 2: 0; 2009 Qtr 3: 3; 2009 Qtr 4: 0; 2010 Qtr 1: 0; 2010 Qtr 2: 0; 2010 Qtr 3: 0; 2010 Qtr 4: 0; 2011 Qtr 1: 0; 2011 Qtr 2: 0; 2011 Qtr 3: 0; 2011 Qtr 4: 0 | 3
0 | 348005-Low Flow Showerheads |  | System | Residential | HorizAxisClothesWasher | 0 | 0 |  |  |  | 37.95 | 0 | 0 | 0 | 33.71 | 4.24 | 0 |  | kW | 0 | 8.978 | Residential |  | Annual | [5 empty] | 10 | 0.7 |  |  |  | 0 | 2 | 0 | 0 | 0 | 0 | 0 | 0 | 0 | 0 | 0 | 0 | 2009 Qtr 1: 0; 2009 Qtr 2: 0; 2009 Qtr 3: 2; 2009 Qtr 4: 0; 2010 Qtr 1: 0; 2010 Qtr 2: 0; 2010 Qtr 3: 0; 2010 Qtr 4: 0; 2011 Qtr 1: 0; 2011 Qtr 2: 0; 2011 Qtr 3: 0; 2011 Qtr 4: 0 | 2
0 | 348003-Pipe Wrap |  | System | Residential | HorizAxisClothesWasher | 0 | 0 |  |  |  | 40 | 0 | 0 | 0 | 33.75 | 6.25 | 0 |  | kW | 0 | 8.978 | Residential |  | Annual | [5 empty] | 11 | 0.85 |  |  |  | 0 | 1 | 0 | 0 | 0 | 0 | 0 | 0 | 0 | 0 | 0 | 0 | 2009 Qtr 1: 0; 2009 Qtr 2: 0; 2009 Qtr 3: 1; 2009 Qtr 4: 0; 2010 Qtr 1: 0; 2010 Qtr 2: 0; 2010 Qtr 3: 0; 2010 Qtr 4: 0; 2011 Qtr 1: 0; 2011 Qtr 2: 0; 2011 Qtr 3: 0; 2011 Qtr 4: 0 | 1
0 | 348002-Duct Test and Seal (Gas Only) |  | System | Residential | AC_Cooling | 0 | 0 |  |  |  | 721.3171 | 0 | 0 | 0 | 644.7805 | 76.5366 | 0 |  | kW | 0 | 35 | Residential |  | Annual | [5 empty] | 18 | 0.78 |  |  |  | 0 | 0.41 | 0 | 0 | 0 | 0 | 0 | 0 | 0 | 0 | 0 | 0 | 2009 Qtr 1: 0; 2009 Qtr 2: 0; 2009 Qtr 3: 0.41; 2009 Qtr 4: 0; 2010 Qtr 1: 0; 2010 Qtr 2: 0; 2010 Qtr 3: 0; 2010 Qtr 4: 0; 2011 Qtr 1: 0; 2011 Qtr 2: 0; 2011 Qtr 3: 0; 2011 Qtr 4: 0 | 0.41
0 | 348004-Faucet Aerator |  | System | Residential | HorizAxisClothesWasher | 0 | 0 |  |  |  | 12.7 | 0 | 0 | 0 | 10.88 | 1.82 | 0 |  | kW | 0 | 6.733 | Residential |  | Annual | [5 empty] | 10 | 0.85 |  |  |  | 0 | 3 | 0 | 0 | 0 | 0 | 0 | 0 | 0 | 0 | 0 | 0 | 2009 Qtr 1: 0; 2009 Qtr 2: 0; 2009 Qtr 3: 3; 2009 Qtr 4: 0; 2010 Qtr 1: 0; 2010 Qtr 2: 0; 2010 Qtr 3: 0; 2010 Qtr 4: 0; 2011 Qtr 1: 0; 2011 Qtr 2: 0; 2011 Qtr 3: 0; 2011 Qtr 4: 0 | 3
0 | 348005-Low Flow Showerheads |  | System | Residential | HorizAxisClothesWasher | 0 | 0 |  |  |  | 37.95 | 0 | 0 | 0 | 33.71 | 4.24 | 0 |  | kW | 0 | 8.978 | Residential |  | Annual | [5 empty] | 10 | 0.7 |  |  |  | 0 | 2 | 0 | 0 | 0 | 0 | 0 | 0 | 0 | 0 | 0 | 0 | 2009 Qtr 1: 0; 2009 Qtr 2: 0; 2009 Qtr 3: 2; 2009 Qtr 4: 0; 2010 Qtr 1: 0; 2010 Qtr 2: 0; 2010 Qtr 3: 0; 2010 Qtr 4: 0; 2011 Qtr 1: 0; 2011 Qtr 2: 0; 2011 Qtr 3: 0; 2011 Qtr 4: 0 | 2
0 | 348003-Pipe Wrap |  | System | Residential | HorizAxisClothesWasher | 0 | 0 |  |  |  | 40 | 0 | 0 | 0 | 33.75 | 6.25 | 0 |  | kW | 0 | 8.978 | Residential |  | Annual | [5 empty] | 11 | 0.85 |  |  |  | 0 | 1 | 0 | 0 | 0 | 0 | 0 | 0 | 0 | 0 | 0 | 0 | 2009 Qtr 1: 0; 2009 Qtr 2: 0; 2009 Qtr 3: 1; 2009 Qtr 4: 0; 2010 Qtr 1: 0; 2010 Qtr 2: 0; 2010 Qtr 3: 0; 2010 Qtr 4: 0; 2011 Qtr 1: 0; 2011 Qtr 2: 0; 2011 Qtr 3: 0; 2011 Qtr 4: 0 | 1
0 | 348002-Duct Test and Seal (Gas Only) |  | System | Residential | AC_Cooling | 0 |  |  |  |  | 721.3171 | 0 | 0 | 0 | 644.7805 | 76.5366 | 0 |  | kW | 0 | 35 | Residential |  | Annual | [5 empty] | 18 | 0.78 |  |  |  | 0 | 0.41 | 0 | 0 | 0 | 0 | 0 | 0 | 0 | 0 | 0 | 0 | 2009 Qtr 1: 0; 2009 Qtr 2: 0; 2009 Qtr 3: 0.41; 2009 Qtr 4: 0; 2010 Qtr 1: 0; 2010 Qtr 2: 0; 2010 Qtr 3: 0; 2010 Qtr 4: 0; 2011 Qtr 1: 0; 2011 Qtr 2: 0; 2011 Qtr 3: 0; 2011 Qtr 4: 0 | 0.41
0 | 348004-Faucet Aerator |  | System | Residential | HorizAxisClothesWasher | 0 |  |  |  |  | 12.7 | 0 | 0 | 0 | 10.88 | 1.82 | 0 |  | kW | 0 | 6.733 | Residential |  | Annual | [5 empty] | 10 | 0.85 |  |  |  | 0 | 3 | 0 | 0 | 0 | 0 | 0 | 0 | 0 | 0 | 0 | 0 | 2009 Qtr 1: 0; 2009 Qtr 2: 0; 2009 Qtr 3: 3; 2009 Qtr 4: 0; 2010 Qtr 1: 0; 2010 Qtr 2: 0; 2010 Qtr 3: 0; 2010 Qtr 4: 0; 2011 Qtr 1: 0; 2011 Qtr 2: 0; 2011 Qtr 3: 0; 2011 Qtr 4: 0 | 3
0 | 348005-Low Flow Showerheads |  | System | Residential | HorizAxisClothesWasher | 0 |  |  |  |  | 37.95 | 0 | 0 | 0 | 33.71 | 4.24 | 0 |  | kW | 0 | 8.978 | Residential |  | Annual | [5 empty] | 10 | 0.7 |  |  |  | 0 | 2 | 0 | 0 | 0 | 0 | 0 | 0 | 0 | 0 | 0 | 0 | 2009 Qtr 1: 0; 2009 Qtr 2: 0; 2009 Qtr 3: 2; 2009 Qtr 4: 0; 2010 Qtr 1: 0; 2010 Qtr 2: 0; 2010 Qtr 3: 0; 2010 Qtr 4: 0; 2011 Qtr 1: 0; 2011 Qtr 2: 0; 2011 Qtr 3: 0; 2011 Qtr 4: 0 | 2
0 | 348003-Pipe Wrap |  | System | Residential | HorizAxisClothesWasher | 0 |  |  |  |  | 40 | 0 | 0 | 0 | 33.75 | 6.25 | 0 |  | kW | 0 | 8.978 | Residential |  | Annual | [5 empty] | 11 | 0.85 |  |  |  | 0 | 1 | 0 | 0 | 0 | 0 | 0 | 0 | 0 | 0 | 0 | 0 | 2009 Qtr 1: 0; 2009 Qtr 2: 0; 2009 Qtr 3: 1; 2009 Qtr 4: 0; 2010 Qtr 1: 0; 2010 Qtr 2: 0; 2010 Qtr 3: 0; 2010 Qtr 4: 0; 2011 Qtr 1: 0; 2011 Qtr 2: 0; 2011 Qtr 3: 0; 2011 Qtr 4: 0 | 1
0 | 348002-Duct Test and Seal (Gas Only) |  | System | Residential | AC_Cooling | 0 |  |  |  |  | 721.3171 | 0 | 0 | 0 | 644.7805 | 76.5366 | 0 |  | kW | 0 | 35 | Residential |  | Annual | [5 empty] | 18 | 0.78 |  |  |  | 0 | 0.41 | 0 | 0 | 0 | 0 | 0 | 0 | 0 | 0 | 0 | 0 | 2009 Qtr 1: 0; 2009 Qtr 2: 0; 2009 Qtr 3: 0.41; 2009 Qtr 4: 0; 2010 Qtr 1: 0; 2010 Qtr 2: 0; 2010 Qtr 3: 0; 2010 Qtr 4: 0; 2011 Qtr 1: 0; 2011 Qtr 2: 0; 2011 Qtr 3: 0; 2011 Qtr 4: 0 | 0.41
0 | 348004-Faucet Aerator |  | System | Residential | HorizAxisClothesWasher | 0 |  |  |  |  | 12.7 | 0 | 0 | 0 | 10.88 | 1.82 | 0 |  | kW | 0 | 6.733 | Residential |  | Annual | [5 empty] | 10 | 0.85 |  |  |  | 0 | 2 | 0 | 0 | 0 | 0 | 0 | 0 | 0 | 0 | 0 | 0 | 2009 Qtr 1: 0; 2009 Qtr 2: 0; 2009 Qtr 3: 2; 2009 Qtr 4: 0; 2010 Qtr 1: 0; 2010 Qtr 2: 0; 2010 Qtr 3: 0; 2010 Qtr 4: 0; 2011 Qtr 1: 0; 2011 Qtr 2: 0; 2011 Qtr 3: 0; 2011 Qtr 4: 0 | 2
0 | 348005-Low Flow Showerheads |  | System | Residential | HorizAxisClothesWasher | 0 |  |  |  |  | 37.95 | 0 | 0 | 0 | 33.71 | 4.24 | 0 |  | kW | 0 | 8.978 | Residential |  | Annual | [5 empty] | 10 | 0.7 |  |  |  | 0 | 1 | 0 | 0 | 0 | 0 | 0 | 0 | 0 | 0 | 0 | 0 | 2009 Qtr 1: 0; 2009 Qtr 2: 0; 2009 Qtr 3: 1; 2009 Qtr 4: 0; 2010 Qtr 1: 0; 2010 Qtr 2: 0; 2010 Qtr 3: 0; 2010 Qtr 4: 0; 2011 Qtr 1: 0; 2011 Qtr 2: 0; 2011 Qtr 3: 0; 2011 Qtr 4: 0 | 1
0 | 348003-Pipe Wrap |  | System | Residential | HorizAxisClothesWasher | 0 |  |  |  |  | 40 | 0 | 0 | 0 | 33.75 | 6.25 | 0 |  | kW | 0 | 8.978 | Residential |  | Annual | [5 empty] | 11 | 0.85 |  |  |  | 0 | 1 | 0 | 0 | 0 | 0 | 0 | 0 | 0 | 0 | 0 | 0 | 2009 Qtr 1: 0; 2009 Qtr 2: 0; 2009 Qtr 3: 1; 2009 Qtr 4: 0; 2010 Qtr 1: 0; 2010 Qtr 2: 0; 2010 Qtr 3: 0; 2010 Qtr 4: 0; 2011 Qtr 1: 0; 2011 Qtr 2: 0; 2011 Qtr 3: 0; 2011 Qtr 4: 0 | 1
0 | 348004-Faucet Aerator |  | System | Residential | HorizAxisClothesWasher | 0 |  |  |  |  | 12.7 | 0 | 0 | 0 | 10.88 | 1.82 | 0 |  | kW | 0 | 6.733 | Residential |  | Annual | [5 empty] | 10 | 0.85 |  |  |  | 0 | 3 | 0 | 0 | 0 | 0 | 0 | 0 | 0 | 0 | 0 | 0 | 2009 Qtr 1: 0; 2009 Qtr 2: 0; 2009 Qtr 3: 3; 2009 Qtr 4: 0; 2010 Qtr 1: 0; 2010 Qtr 2: 0; 2010 Qtr 3: 0; 2010 Qtr 4: 0; 2011 Qtr 1: 0; 2011 Qtr 2: 0; 2011 Qtr 3: 0; 2011 Qtr 4: 0 | 3
0 | 348005-Low Flow Showerheads |  | System | Residential | HorizAxisClothesWasher | 0 |  |  |  |  | 37.95 | 0 | 0 | 0 | 33.71 | 4.24 | 0 |  | kW | 0 | 8.978 | Residential |  | Annual | [5 empty] | 10 | 0.7 |  |  |  | 0 | 2 | 0 | 0 | 0 | 0 | 0 | 0 | 0 | 0 | 0 | 0 | 2009 Qtr 1: 0; 2009 Qtr 2: 0; 2009 Qtr 3: 2; 2009 Qtr 4: 0; 2010 Qtr 1: 0; 2010 Qtr 2: 0; 2010 Qtr 3: 0; 2010 Qtr 4: 0; 2011 Qtr 1: 0; 2011 Qtr 2: 0; 2011 Qtr 3: 0; 2011 Qtr 4: 0 | 2
0 | 348003-Pipe Wrap |  | System | Residential | HorizAxisClothesWasher | 0 |  |  |  |  | 40 | 0 | 0 | 0 | 33.75 | 6.25 | 0 |  | kW | 0 | 8.978 | Residential |  | Annual | [5 empty] | 11 | 0.85 |  |  |  | 0 | 1 | 0 | 0 | 0 | 0 | 0 | 0 | 0 | 0 | 0 | 0 | 2009 Qtr 1: 0; 2009 Qtr 2: 0; 2009 Qtr 3: 1; 2009 Qtr 4: 0; 2010 Qtr 1: 0; 2010 Qtr 2: 0; 2010 Qtr 3: 0; 2010 Qtr 4: 0; 2011 Qtr 1: 0; 2011 Qtr 2: 0; 2011 Qtr 3: 0; 2011 Qtr 4: 0 | 1
0 | 348004-Faucet Aerator |  | System | Residential | HorizAxisClothesWasher | 0 |  |  |  |  | 12.7 | 0 | 0 | 0 | 10.88 | 1.82 | 0 |  | kW | 0 | 6.733 | Residential |  | Annual | [5 empty] | 10 | 0.85 |  |  |  | 0 | 2 | 0 | 0 | 0 | 0 | 0 | 0 | 0 | 0 | 0 | 0 | 2009 Qtr 1: 0; 2009 Qtr 2: 0; 2009 Qtr 3: 2; 2009 Qtr 4: 0; 2010 Qtr 1: 0; 2010 Qtr 2: 0; 2010 Qtr 3: 0; 2010 Qtr 4: 0; 2011 Qtr 1: 0; 2011 Qtr 2: 0; 2011 Qtr 3: 0; 2011 Qtr 4: 0 | 2
0 | 348005-Low Flow Showerheads |  | System | Residential | HorizAxisClothesWasher | 0 |  |  |  |  | 37.95 | 0 | 0 | 0 | 33.71 | 4.24 | 0 |  | kW | 0 | 8.978 | Residential |  | Annual | [5 empty] | 10 | 0.7 |  |  |  | 0 | 2 | 0 | 0 | 0 | 0 | 0 | 0 | 0 | 0 | 0 | 0 | 2009 Qtr 1: 0; 2009 Qtr 2: 0; 2009 Qtr 3: 2; 2009 Qtr 4: 0; 2010 Qtr 1: 0; 2010 Qtr 2: 0; 2010 Qtr 3: 0; 2010 Qtr 4: 0; 2011 Qtr 1: 0; 2011 Qtr 2: 0; 2011 Qtr 3: 0; 2011 Qtr 4: 0 | 2
0 | 348003-Pipe Wrap |  | System | Residential | HorizAxisClothesWasher | 0 |  |  |  |  | 40 | 0 | 0 | 0 | 33.75 | 6.25 | 0 |  | kW | 0 | 8.978 | Residential |  | Annual | [5 empty] | 11 | 0.85 |  |  |  | 0 | 1 | 0 | 0 | 0 | 0 | 0 | 0 | 0 | 0 | 0 | 0 | 2009 Qtr 1: 0; 2009 Qtr 2: 0; 2009 Qtr 3: 1; 2009 Qtr 4: 0; 2010 Qtr 1: 0; 2010 Qtr 2: 0; 2010 Qtr 3: 0; 2010 Qtr 4: 0; 2011 Qtr 1: 0; 2011 Qtr 2: 0; 2011 Qtr 3: 0; 2011 Qtr 4: 0 | 1
0 | 348004-Faucet Aerator |  | System | Residential | HorizAxisClothesWasher | 0 |  |  |  |  | 12.7 | 0 | 0 | 0 | 10.88 | 1.82 | 0 |  | kW | 0 | 6.733 | Residential |  | Annual | [5 empty] | 10 | 0.85 |  |  |  | 0 | 2 | 0 | 0 | 0 | 0 | 0 | 0 | 0 | 0 | 0 | 0 | 2009 Qtr 1: 0; 2009 Qtr 2: 0; 2009 Qtr 3: 2; 2009 Qtr 4: 0; 2010 Qtr 1: 0; 2010 Qtr 2: 0; 2010 Qtr 3: 0; 2010 Qtr 4: 0; 2011 Qtr 1: 0; 2011 Qtr 2: 0; 2011 Qtr 3: 0; 2011 Qtr 4: 0 | 2
0 | 348005-Low Flow Showerheads |  | System | Residential | HorizAxisClothesWasher | 0 |  |  |  |  | 37.95 | 0 | 0 | 0 | 33.71 | 4.24 | 0 |  | kW | 0 | 8.978 | Residential |  | Annual | [5 empty] | 10 | 0.7 |  |  |  | 0 | 1 | 0 | 0 | 0 | 0 | 0 | 0 | 0 | 0 | 0 | 0 | 2009 Qtr 1: 0; 2009 Qtr 2: 0; 2009 Qtr 3: 1; 2009 Qtr 4: 0; 2010 Qtr 1: 0; 2010 Qtr 2: 0; 2010 Qtr 3: 0; 2010 Qtr 4: 0; 2011 Qtr 1: 0; 2011 Qtr 2: 0; 2011 Qtr 3: 0; 2011 Qtr 4: 0 | 1
0 | 348003-Pipe Wrap |  | System | Residential | HorizAxisClothesWasher | 0 |  |  |  |  | 40 | 0 | 0 | 0 | 33.75 | 6.25 | 0 |  | kW | 0 | 8.978 | Residential |  | Annual | [5 empty] | 11 | 0.85 |  |  |  | 0 | 1 | 0 | 0 | 0 | 0 | 0 | 0 | 0 | 0 | 0 | 0 | 2009 Qtr 1: 0; 2009 Qtr 2: 0; 2009 Qtr 3: 1; 2009 Qtr 4: 0; 2010 Qtr 1: 0; 2010 Qtr 2: 0; 2010 Qtr 3: 0; 2010 Qtr 4: 0; 2011 Qtr 1: 0; 2011 Qtr 2: 0; 2011 Qtr 3: 0; 2011 Qtr 4: 0 | 1
0 | 348002-Duct Test and Seal (Gas Only) |  | System | Residential | AC_Cooling | 0 |  |  |  |  | 721.3171 | 0 | 0 | 0 | 644.7805 | 76.5366 | 0 |  | kW | 0 | 35 | Residential |  | Annual | [5 empty] | 18 | 0.78 |  |  |  | 0 | 0.41 | 0 | 0 | 0 | 0 | 0 | 0 | 0 | 0 | 0 | 0 | 2009 Qtr 1: 0; 2009 Qtr 2: 0; 2009 Qtr 3: 0.41; 2009 Qtr 4: 0; 2010 Qtr 1: 0; 2010 Qtr 2: 0; 2010 Qtr 3: 0; 2010 Qtr 4: 0; 2011 Qtr 1: 0; 2011 Qtr 2: 0; 2011 Qtr 3: 0; 2011 Qtr 4: 0 | 0.41
0 | 348004-Faucet Aerator |  | System | Residential | HorizAxisClothesWasher | 0 |  |  |  |  | 12.7 | 0 | 0 | 0 | 10.88 | 1.82 | 0 |  | kW | 0 | 6.733 | Residential |  | Annual | [5 empty] | 10 | 0.85 |  |  |  | 0 | 4 | 0 | 0 | 0 | 0 | 0 | 0 | 0 | 0 | 0 | 0 | 2009 Qtr 1: 0; 2009 Qtr 2: 0; 2009 Qtr 3: 4; 2009 Qtr 4: 0; 2010 Qtr 1: 0; 2010 Qtr 2: 0; 2010 Qtr 3: 0; 2010 Qtr 4: 0; 2011 Qtr 1: 0; 2011 Qtr 2: 0; 2011 Qtr 3: 0; 2011 Qtr 4: 0 | 4
0 | 348005-Low Flow Showerheads |  | System | Residential | HorizAxisClothesWasher | 0 |  |  |  |  | 37.95 | 0 | 0 | 0 | 33.71 | 4.24 | 0 |  | kW | 0 | 8.978 | Residential |  | Annual | [5 empty] | 10 | 0.7 |  |  |  | 0 | 2 | 0 | 0 | 0 | 0 | 0 | 0 | 0 | 0 | 0 | 0 | 2009 Qtr 1: 0; 2009 Qtr 2: 0; 2009 Qtr 3: 2; 2009 Qtr 4: 0; 2010 Qtr 1: 0; 2010 Qtr 2: 0; 2010 Qtr 3: 0; 2010 Qtr 4: 0; 2011 Qtr 1: 0; 2011 Qtr 2: 0; 2011 Qtr 3: 0; 2011 Qtr 4: 0 | 2
0 | 348002-Duct Test and Seal (Gas Only) |  | System | Residential | AC_Cooling | 0 |  |  |  |  | 721.3171 | 0 | 0 | 0 | 644.7805 | 76.5366 | 0 |  | kW | 0 | 35 | Residential |  | Annual | [5 empty] | 18 | 0.78 |  |  |  | 0 | 0.41 | 0 | 0 | 0 | 0 | 0 | 0 | 0 | 0 | 0 | 0 | 2009 Qtr 1: 0; 2009 Qtr 2: 0; 2009 Qtr 3: 0.41; 2009 Qtr 4: 0; 2010 Qtr 1: 0; 2010 Qtr 2: 0; 2010 Qtr 3: 0; 2010 Qtr 4: 0; 2011 Qtr 1: 0; 2011 Qtr 2: 0; 2011 Qtr 3: 0; 2011 Qtr 4: 0 | 0.41
0 | 348004-Faucet Aerator |  | System | Residential | HorizAxisClothesWasher | 0 |  |  |  |  | 12.7 | 0 | 0 | 0 | 10.88 | 1.82 | 0 |  | kW | 0 | 6.733 | Residential |  | Annual | [5 empty] | 10 | 0.85 |  |  |  | 0 | 3 | 0 | 0 | 0 | 0 | 0 | 0 | 0 | 0 | 0 | 0 | 2009 Qtr 1: 0; 2009 Qtr 2: 0; 2009 Qtr 3: 3; 2009 Qtr 4: 0; 2010 Qtr 1: 0; 2010 Qtr 2: 0; 2010 Qtr 3: 0; 2010 Qtr 4: 0; 2011 Qtr 1: 0; 2011 Qtr 2: 0; 2011 Qtr 3: 0; 2011 Qtr 4: 0 | 3
0 | 348005-Low Flow Showerheads |  | System | Residential | HorizAxisClothesWasher | 0 |  |  |  |  | 37.95 | 0 | 0 | 0 | 33.71 | 4.24 | 0 |  | kW | 0 | 8.978 | Residential |  | Annual | [5 empty] | 10 | 0.7 |  |  |  | 0 | 2 | 0 | 0 | 0 | 0 | 0 | 0 | 0 | 0 | 0 | 0 | 2009 Qtr 1: 0; 2009 Qtr 2: 0; 2009 Qtr 3: 2; 2009 Qtr 4: 0; 2010 Qtr 1: 0; 2010 Qtr 2: 0; 2010 Qtr 3: 0; 2010 Qtr 4: 0; 2011 Qtr 1: 0; 2011 Qtr 2: 0; 2011 Qtr 3: 0; 2011 Qtr 4: 0 | 2
0 | 348003-Pipe Wrap |  | System | Residential | HorizAxisClothesWasher | 0 |  |  |  |  | 40 | 0 | 0 | 0 | 33.75 | 6.25 | 0 |  | kW | 0 | 8.978 | Residential |  | Annual | [5 empty] | 11 | 0.85 |  |  |  | 0 | 1 | 0 | 0 | 0 | 0 | 0 | 0 | 0 | 0 | 0 | 0 | 2009 Qtr 1: 0; 2009 Qtr 2: 0; 2009 Qtr 3: 1; 2009 Qtr 4: 0; 2010 Qtr 1: 0; 2010 Qtr 2: 0; 2010 Qtr 3: 0; 2010 Qtr 4: 0; 2011 Qtr 1: 0; 2011 Qtr 2: 0; 2011 Qtr 3: 0; 2011 Qtr 4: 0 | 1
0 | 348002-Duct Test and Seal (Gas Only) |  | System | Residential | AC_Cooling | 0 |  |  |  |  | 721.3171 | 0 | 0 | 0 | 644.7805 | 76.5366 | 0 |  | kW | 0 | 35 | Residential |  | Annual | [5 empty] | 18 | 0.78 |  |  |  | 0 | 0.41 | 0 | 0 | 0 | 0 | 0 | 0 | 0 | 0 | 0 | 0 | 2009 Qtr 1: 0; 2009 Qtr 2: 0; 2009 Qtr 3: 0.41; 2009 Qtr 4: 0; 2010 Qtr 1: 0; 2010 Qtr 2: 0; 2010 Qtr 3: 0; 2010 Qtr 4: 0; 2011 Qtr 1: 0; 2011 Qtr 2: 0; 2011 Qtr 3: 0; 2011 Qtr 4: 0 | 0.41
0 | 348004-Faucet Aerator |  | System | Residential | HorizAxisClothesWasher | 0 |  |  |  |  | 12.7 | 0 | 0 | 0 | 10.88 | 1.82 | 0 |  | kW | 0 | 6.733 | Residential |  | Annual | [5 empty] | 10 | 0.85 |  |  |  | 0 | 3 | 0 | 0 | 0 | 0 | 0 | 0 | 0 | 0 | 0 | 0 | 2009 Qtr 1: 0; 2009 Qtr 2: 0; 2009 Qtr 3: 3; 2009 Qtr 4: 0; 2010 Qtr 1: 0; 2010 Qtr 2: 0; 2010 Qtr 3: 0; 2010 Qtr 4: 0; 2011 Qtr 1: 0; 2011 Qtr 2: 0; 2011 Qtr 3: 0; 2011 Qtr 4: 0 | 3
0 | 348005-Low Flow Showerheads |  | System | Residential | HorizAxisClothesWasher | 0 |  |  |  |  | 37.95 | 0 | 0 | 0 | 33.71 | 4.24 | 0 |  | kW | 0 | 8.978 | Residential |  | Annual | [5 empty] | 10 | 0.7 |  |  |  | 0 | 2 | 0 | 0 | 0 | 0 | 0 | 0 | 0 | 0 | 0 | 0 | 2009 Qtr 1: 0; 2009 Qtr 2: 0; 2009 Qtr 3: 2; 2009 Qtr 4: 0; 2010 Qtr 1: 0; 2010 Qtr 2: 0; 2010 Qtr 3: 0; 2010 Qtr 4: 0; 2011 Qtr 1: 0; 2011 Qtr 2: 0; 2011 Qtr 3: 0; 2011 Qtr 4: 0 | 2
0 | 348003-Pipe Wrap |  | System | Residential | HorizAxisClothesWasher | 0 |  |  |  |  | 40 | 0 | 0 | 0 | 33.75 | 6.25 | 0 |  | kW | 0 | 8.978 | Residential |  | Annual | [5 empty] | 11 | 0.85 |  |  |  | 0 | 1 | 0 | 0 | 0 | 0 | 0 | 0 | 0 | 0 | 0 | 0 | 2009 Qtr 1: 0; 2009 Qtr 2: 0; 2009 Qtr 3: 1; 2009 Qtr 4: 0; 2010 Qtr 1: 0; 2010 Qtr 2: 0; 2010 Qtr 3: 0; 2010 Qtr 4: 0; 2011 Qtr 1: 0; 2011 Qtr 2: 0; 2011 Qtr 3: 0; 2011 Qtr 4: 0 | 1
0 | 348002-Duct Test and Seal (Gas Only) |  | System | Residential | AC_Cooling | 0 |  |  |  |  | 721.3171 | 0 | 0 | 0 | 644.7805 | 76.5366 | 0 |  | kW | 0 | 35 | Residential |  | Annual | [5 empty] | 18 | 0.78 |  |  |  | 0 | 0.41 | 0 | 0 | 0 | 0 | 0 | 0 | 0 | 0 | 0 | 0 | 2009 Qtr 1: 0; 2009 Qtr 2: 0; 2009 Qtr 3: 0.41; 2009 Qtr 4: 0; 2010 Qtr 1: 0; 2010 Qtr 2: 0; 2010 Qtr 3: 0; 2010 Qtr 4: 0; 2011 Qtr 1: 0; 2011 Qtr 2: 0; 2011 Qtr 3: 0; 2011 Qtr 4: 0 | 0.41
0 | 348004-Faucet Aerator |  | System | Residential | HorizAxisClothesWasher | 0 |  |  |  |  | 12.7 | 0 | 0 | 0 | 10.88 | 1.82 | 0 |  | kW | 0 | 6.733 | Residential |  | Annual | [5 empty] | 10 | 0.85 |  |  |  | 0 | 2 | 0 | 0 | 0 | 0 | 0 | 0 | 0 | 0 | 0 | 0 | 2009 Qtr 1: 0; 2009 Qtr 2: 0; 2009 Qtr 3: 2; 2009 Qtr 4: 0; 2010 Qtr 1: 0; 2010 Qtr 2: 0; 2010 Qtr 3: 0; 2010 Qtr 4: 0; 2011 Qtr 1: 0; 2011 Qtr 2: 0; 2011 Qtr 3: 0; 2011 Qtr 4: 0 | 2
0 | 348005-Low Flow Showerheads |  | System | Residential | HorizAxisClothesWasher | 0 |  |  |  |  | 37.95 | 0 | 0 | 0 | 33.71 | 4.24 | 0 |  | kW | 0 | 8.978 | Residential |  | Annual | [5 empty] | 10 | 0.7 |  |  |  | 0 | 1 | 0 | 0 | 0 | 0 | 0 | 0 | 0 | 0 | 0 | 0 | 2009 Qtr 1: 0; 2009 Qtr 2: 0; 2009 Qtr 3: 1; 2009 Qtr 4: 0; 2010 Qtr 1: 0; 2010 Qtr 2: 0; 2010 Qtr 3: 0; 2010 Qtr 4: 0; 2011 Qtr 1: 0; 2011 Qtr 2: 0; 2011 Qtr 3: 0; 2011 Qtr 4: 0 | 1
0 | 348003-Pipe Wrap |  | System | Residential | HorizAxisClothesWasher | 0 |  |  |  |  | 40 | 0 | 0 | 0 | 33.75 | 6.25 | 0 |  | kW | 0 | 8.978 | Residential |  | Annual | [5 empty] | 11 | 0.85 |  |  |  | 0 | 1 | 0 | 0 | 0 | 0 | 0 | 0 | 0 | 0 | 0 | 0 | 2009 Qtr 1: 0; 2009 Qtr 2: 0; 2009 Qtr 3: 1; 2009 Qtr 4: 0; 2010 Qtr 1: 0; 2010 Qtr 2: 0; 2010 Qtr 3: 0; 2010 Qtr 4: 0; 2011 Qtr 1: 0; 2011 Qtr 2: 0; 2011 Qtr 3: 0; 2011 Qtr 4: 0 | 1
0 | 348002-Duct Test and Seal (Gas Only) |  | System | Residential | AC_Cooling | 0 |  |  |  |  | 721.3171 | 0 | 0 | 0 | 644.7805 | 76.5366 | 0 |  | kW | 0 | 35 | Residential |  | Annual | [5 empty] | 18 | 0.78 |  |  |  | 0 | 0.41 | 0 | 0 | 0 | 0 | 0 | 0 | 0 | 0 | 0 | 0 | 2009 Qtr 1: 0; 2009 Qtr 2: 0; 2009 Qtr 3: 0.41; 2009 Qtr 4: 0; 2010 Qtr 1: 0; 2010 Qtr 2: 0; 2010 Qtr 3: 0; 2010 Qtr 4: 0; 2011 Qtr 1: 0; 2011 Qtr 2: 0; 2011 Qtr 3: 0; 2011 Qtr 4: 0 | 0.41
0 | 348004-Faucet Aerator |  | System | Residential | HorizAxisClothesWasher | 0 |  |  |  |  | 12.7 | 0 | 0 | 0 | 10.88 | 1.82 | 0 |  | kW | 0 | 6.733 | Residential |  | Annual | [5 empty] | 10 | 0.85 |  |  |  | 0 | 2 | 0 | 0 | 0 | 0 | 0 | 0 | 0 | 0 | 0 | 0 | 2009 Qtr 1: 0; 2009 Qtr 2: 0; 2009 Qtr 3: 2; 2009 Qtr 4: 0; 2010 Qtr 1: 0; 2010 Qtr 2: 0; 2010 Qtr 3: 0; 2010 Qtr 4: 0; 2011 Qtr 1: 0; 2011 Qtr 2: 0; 2011 Qtr 3: 0; 2011 Qtr 4: 0 | 2
0 | 348005-Low Flow Showerheads |  | System | Residential | HorizAxisClothesWasher | 0 |  |  |  |  | 37.95 | 0 | 0 | 0 | 33.71 | 4.24 | 0 |  | kW | 0 | 8.978 | Residential |  | Annual | [5 empty] | 10 | 0.7 |  |  |  | 0 | 1 | 0 | 0 | 0 | 0 | 0 | 0 | 0 | 0 | 0 | 0 | 2009 Qtr 1: 0; 2009 Qtr 2: 0; 2009 Qtr 3: 1; 2009 Qtr 4: 0; 2010 Qtr 1: 0; 2010 Qtr 2: 0; 2010 Qtr 3: 0; 2010 Qtr 4: 0; 2011 Qtr 1: 0; 2011 Qtr 2: 0; 2011 Qtr 3: 0; 2011 Qtr 4: 0 | 1
0 | 348003-Pipe Wrap |  | System | Residential | HorizAxisClothesWasher | 0 |  |  |  |  | 40 | 0 | 0 | 0 | 33.75 | 6.25 | 0 |  | kW | 0 | 8.978 | Residential |  | Annual | [5 empty] | 11 | 0.85 |  |  |  | 0 | 1 | 0 | 0 | 0 | 0 | 0 | 0 | 0 | 0 | 0 | 0 | 2009 Qtr 1: 0; 2009 Qtr 2: 0; 2009 Qtr 3: 1; 2009 Qtr 4: 0; 2010 Qtr 1: 0; 2010 Qtr 2: 0; 2010 Qtr 3: 0; 2010 Qtr 4: 0; 2011 Qtr 1: 0; 2011 Qtr 2: 0; 2011 Qtr 3: 0; 2011 Qtr 4: 0 | 1
0 | 348002-Duct Test and Seal (Gas Only) |  | System | Residential | AC_Cooling | 0 |  |  |  |  | 721.3171 | 0 | 0 | 0 | 644.7805 | 76.5366 | 0 |  | kW | 0 | 35 | Residential |  | Annual | [5 empty] | 18 | 0.78 |  |  |  | 0 | 0.41 | 0 | 0 | 0 | 0 | 0 | 0 | 0 | 0 | 0 | 0 | 2009 Qtr 1: 0; 2009 Qtr 2: 0; 2009 Qtr 3: 0.41; 2009 Qtr 4: 0; 2010 Qtr 1: 0; 2010 Qtr 2: 0; 2010 Qtr 3: 0; 2010 Qtr 4: 0; 2011 Qtr 1: 0; 2011 Qtr 2: 0; 2011 Qtr 3: 0; 2011 Qtr 4: 0 | 0.41
0 | 348004-Faucet Aerator |  | System | Residential | HorizAxisClothesWasher | 0 |  |  |  |  | 12.7 | 0 | 0 | 0 | 10.88 | 1.82 | 0 |  | kW | 0 | 6.733 | Residential |  | Annual | [5 empty] | 10 | 0.85 |  |  |  | 0 | 1 | 0 | 0 | 0 | 0 | 0 | 0 | 0 | 0 | 0 | 0 | 2009 Qtr 1: 0; 2009 Qtr 2: 0; 2009 Qtr 3: 1; 2009 Qtr 4: 0; 2010 Qtr 1: 0; 2010 Qtr 2: 0; 2010 Qtr 3: 0; 2010 Qtr 4: 0; 2011 Qtr 1: 0; 2011 Qtr 2: 0; 2011 Qtr 3: 0; 2011 Qtr 4: 0 | 1
0 | 348005-Low Flow Showerheads |  | System | Residential | HorizAxisClothesWasher | 0 |  |  |  |  | 37.95 | 0 | 0 | 0 | 33.71 | 4.24 | 0 |  | kW | 0 | 8.978 | Residential |  | Annual | [5 empty] | 10 | 0.7 |  |  |  | 0 | 1 | 0 | 0 | 0 | 0 | 0 | 0 | 0 | 0 | 0 | 0 | 2009 Qtr 1: 0; 2009 Qtr 2: 0; 2009 Qtr 3: 1; 2009 Qtr 4: 0; 2010 Qtr 1: 0; 2010 Qtr 2: 0; 2010 Qtr 3: 0; 2010 Qtr 4: 0; 2011 Qtr 1: 0; 2011 Qtr 2: 0; 2011 Qtr 3: 0; 2011 Qtr 4: 0 | 1
0 | 348003-Pipe Wrap |  | System | Residential | HorizAxisClothesWasher | 0 |  |  |  |  | 40 | 0 | 0 | 0 | 33.75 | 6.25 | 0 |  | kW | 0 | 8.978 | Residential |  | Annual | [5 empty] | 11 | 0.85 |  |  |  | 0 | 1 | 0 | 0 | 0 | 0 | 0 | 0 | 0 | 0 | 0 | 0 | 2009 Qtr 1: 0; 2009 Qtr 2: 0; 2009 Qtr 3: 1; 2009 Qtr 4: 0; 2010 Qtr 1: 0; 2010 Qtr 2: 0; 2010 Qtr 3: 0; 2010 Qtr 4: 0; 2011 Qtr 1: 0; 2011 Qtr 2: 0; 2011 Qtr 3: 0; 2011 Qtr 4: 0 | 1
0 | 348002-Duct Test and Seal (Gas Only) |  | System | Residential | AC_Cooling | 0 |  |  |  |  | 721.3171 | 0 | 0 | 0 | 644.7805 | 76.5366 | 0 |  | kW | 0 | 35 | Residential |  | Annual | [5 empty] | 18 | 0.78 |  |  |  | 0 | 0.41 | 0 | 0 | 0 | 0 | 0 | 0 | 0 | 0 | 0 | 0 | 2009 Qtr 1: 0; 2009 Qtr 2: 0; 2009 Qtr 3: 0.41; 2009 Qtr 4: 0; 2010 Qtr 1: 0; 2010 Qtr 2: 0; 2010 Qtr 3: 0; 2010 Qtr 4: 0; 2011 Qtr 1: 0; 2011 Qtr 2: 0; 2011 Qtr 3: 0; 2011 Qtr 4: 0 | 0.41
0 | 348004-Faucet Aerator |  | System | Residential | HorizAxisClothesWasher | 0 |  |  |  |  | 12.7 | 0 | 0 | 0 | 10.88 | 1.82 | 0 |  | kW | 0 | 6.733 | Residential |  | Annual | [5 empty] | 10 | 0.85 |  |  |  | 0 | 4 | 0 | 0 | 0 | 0 | 0 | 0 | 0 | 0 | 0 | 0 | 2009 Qtr 1: 0; 2009 Qtr 2: 0; 2009 Qtr 3: 4; 2009 Qtr 4: 0; 2010 Qtr 1: 0; 2010 Qtr 2: 0; 2010 Qtr 3: 0; 2010 Qtr 4: 0; 2011 Qtr 1: 0; 2011 Qtr 2: 0; 2011 Qtr 3: 0; 2011 Qtr 4: 0 | 4
0 | 348005-Low Flow Showerheads |  | System | Residential | HorizAxisClothesWasher | 0 |  |  |  |  | 37.95 | 0 | 0 | 0 | 33.71 | 4.24 | 0 |  | kW | 0 | 8.978 | Residential |  | Annual | [5 empty] | 10 | 0.7 |  |  |  | 0 | 2 | 0 | 0 | 0 | 0 | 0 | 0 | 0 | 0 | 0 | 0 | 2009 Qtr 1: 0; 2009 Qtr 2: 0; 2009 Qtr 3: 2; 2009 Qtr 4: 0; 2010 Qtr 1: 0; 2010 Qtr 2: 0; 2010 Qtr 3: 0; 2010 Qtr 4: 0; 2011 Qtr 1: 0; 2011 Qtr 2: 0; 2011 Qtr 3: 0; 2011 Qtr 4: 0 | 2
0 | 348003-Pipe Wrap |  | System | Residential | HorizAxisClothesWasher | 0 |  |  |  |  | 40 | 0 | 0 | 0 | 33.75 | 6.25 | 0 |  | kW | 0 | 8.978 | Residential |  | Annual | [5 empty] | 11 | 0.85 |  |  |  | 0 | 1 | 0 | 0 | 0 | 0 | 0 | 0 | 0 | 0 | 0 | 0 | 2009 Qtr 1: 0; 2009 Qtr 2: 0; 2009 Qtr 3: 1; 2009 Qtr 4: 0; 2010 Qtr 1: 0; 2010 Qtr 2: 0; 2010 Qtr 3: 0; 2010 Qtr 4: 0; 2011 Qtr 1: 0; 2011 Qtr 2: 0; 2011 Qtr 3: 0; 2011 Qtr 4: 0 | 1
0 | 348002-Duct Test and Seal (Gas Only) |  | System | Residential | AC_Cooling | 0 |  |  |  |  | 721.3171 | 0 | 0 | 0 | 644.7805 | 76.5366 | 0 |  | kW | 0 | 35 | Residential |  | Annual | [5 empty] | 18 | 0.78 |  |  |  | 0 | 0.41 | 0 | 0 | 0 | 0 | 0 | 0 | 0 | 0 | 0 | 0 | 2009 Qtr 1: 0; 2009 Qtr 2: 0; 2009 Qtr 3: 0.41; 2009 Qtr 4: 0; 2010 Qtr 1: 0; 2010 Qtr 2: 0; 2010 Qtr 3: 0; 2010 Qtr 4: 0; 2011 Qtr 1: 0; 2011 Qtr 2: 0; 2011 Qtr 3: 0; 2011 Qtr 4: 0 | 0.41
0 | 348004-Faucet Aerator |  | System | Residential | HorizAxisClothesWasher | 0 |  |  |  |  | 12.7 | 0 | 0 | 0 | 10.88 | 1.82 | 0 |  | kW | 0 | 6.733 | Residential |  | Annual | [5 empty] | 10 | 0.85 |  |  |  | 0 | 2 | 0 | 0 | 0 | 0 | 0 | 0 | 0 | 0 | 0 | 0 | 2009 Qtr 1: 0; 2009 Qtr 2: 0; 2009 Qtr 3: 2; 2009 Qtr 4: 0; 2010 Qtr 1: 0; 2010 Qtr 2: 0; 2010 Qtr 3: 0; 2010 Qtr 4: 0; 2011 Qtr 1: 0; 2011 Qtr 2: 0; 2011 Qtr 3: 0; 2011 Qtr 4: 0 | 2
0 | 348005-Low Flow Showerheads |  | System | Residential | HorizAxisClothesWasher | 0 |  |  |  |  | 37.95 | 0 | 0 | 0 | 33.71 | 4.24 | 0 |  | kW | 0 | 8.978 | Residential |  | Annual | [5 empty] | 10 | 0.7 |  |  |  | 0 | 2 | 0 | 0 | 0 | 0 | 0 | 0 | 0 | 0 | 0 | 0 | 2009 Qtr 1: 0; 2009 Qtr 2: 0; 2009 Qtr 3: 2; 2009 Qtr 4: 0; 2010 Qtr 1: 0; 2010 Qtr 2: 0; 2010 Qtr 3: 0; 2010 Qtr 4: 0; 2011 Qtr 1: 0; 2011 Qtr 2: 0; 2011 Qtr 3: 0; 2011 Qtr 4: 0 | 2
0 | 348003-Pipe Wrap |  | System | Residential | HorizAxisClothesWasher | 0 |  |  |  |  | 40 | 0 | 0 | 0 | 33.75 | 6.25 | 0 |  | kW | 0 | 8.978 | Residential |  | Annual | [5 empty] | 11 | 0.85 |  |  |  | 0 | 1 | 0 | 0 | 0 | 0 | 0 | 0 | 0 | 0 | 0 | 0 | 2009 Qtr 1: 0; 2009 Qtr 2: 0; 2009 Qtr 3: 1; 2009 Qtr 4: 0; 2010 Qtr 1: 0; 2010 Qtr 2: 0; 2010 Qtr 3: 0; 2010 Qtr 4: 0; 2011 Qtr 1: 0; 2011 Qtr 2: 0; 2011 Qtr 3: 0; 2011 Qtr 4: 0 | 1
0 | 348002-Duct Test and Seal (Gas Only) |  | System | Residential | AC_Cooling | 0 |  |  |  |  | 721.3171 | 0 | 0 | 0 | 644.7805 | 76.5366 | 0 |  | kW | 0 | 35 | Residential |  | Annual | [5 empty] | 18 | 0.78 |  |  |  | 0 | 0.41 | 0 | 0 | 0 | 0 | 0 | 0 | 0 | 0 | 0 | 0 | 2009 Qtr 1: 0; 2009 Qtr 2: 0; 2009 Qtr 3: 0.41; 2009 Qtr 4: 0; 2010 Qtr 1: 0; 2010 Qtr 2: 0; 2010 Qtr 3: 0; 2010 Qtr 4: 0; 2011 Qtr 1: 0; 2011 Qtr 2: 0; 2011 Qtr 3: 0; 2011 Qtr 4: 0 | 0.41
0 | 348004-Faucet Aerator |  | System | Residential | HorizAxisClothesWasher | 0 |  |  |  |  | 12.7 | 0 | 0 | 0 | 10.88 | 1.82 | 0 |  | kW | 0 | 6.733 | Residential |  | Annual | [5 empty] | 10 | 0.85 |  |  |  | 0 | 2 | 0 | 0 | 0 | 0 | 0 | 0 | 0 | 0 | 0 | 0 | 2009 Qtr 1: 0; 2009 Qtr 2: 0; 2009 Qtr 3: 2; 2009 Qtr 4: 0; 2010 Qtr 1: 0; 2010 Qtr 2: 0; 2010 Qtr 3: 0; 2010 Qtr 4: 0; 2011 Qtr 1: 0; 2011 Qtr 2: 0; 2011 Qtr 3: 0; 2011 Qtr 4: 0 | 2
0 | 348005-Low Flow Showerheads |  | System | Residential | HorizAxisClothesWasher | 0 |  |  |  |  | 37.95 | 0 | 0 | 0 | 33.71 | 4.24 | 0 |  | kW | 0 | 8.978 | Residential |  | Annual | [5 empty] | 10 | 0.7 |  |  |  | 0 | 2 | 0 | 0 | 0 | 0 | 0 | 0 | 0 | 0 | 0 | 0 | 2009 Qtr 1: 0; 2009 Qtr 2: 0; 2009 Qtr 3: 2; 2009 Qtr 4: 0; 2010 Qtr 1: 0; 2010 Qtr 2: 0; 2010 Qtr 3: 0; 2010 Qtr 4: 0; 2011 Qtr 1: 0; 2011 Qtr 2: 0; 2011 Qtr 3: 0; 2011 Qtr 4: 0 | 2
0 | 348002-Duct Test and Seal (Gas Only) |  | System | Residential | AC_Cooling | 0 |  |  |  |  | 721.3171 | 0 | 0 | 0 | 644.7805 | 76.5366 | 0 |  | kW | 0 | 35 | Residential |  | Annual | [5 empty] | 18 | 0.78 |  |  |  | 0 | 0.41 | 0 | 0 | 0 | 0 | 0 | 0 | 0 | 0 | 0 | 0 | 2009 Qtr 1: 0; 2009 Qtr 2: 0; 2009 Qtr 3: 0.41; 2009 Qtr 4: 0; 2010 Qtr 1: 0; 2010 Qtr 2: 0; 2010 Qtr 3: 0; 2010 Qtr 4: 0; 2011 Qtr 1: 0; 2011 Qtr 2: 0; 2011 Qtr 3: 0; 2011 Qtr 4: 0 | 0.41
0 | 348004-Faucet Aerator |  | System | Residential | HorizAxisClothesWasher | 0 |  |  |  |  | 12.7 | 0 | 0 | 0 | 10.88 | 1.82 | 0 |  | kW | 0 | 6.733 | Residential |  | Annual | [5 empty] | 10 | 0.85 |  |  |  | 0 | 2 | 0 | 0 | 0 | 0 | 0 | 0 | 0 | 0 | 0 | 0 | 2009 Qtr 1: 0; 2009 Qtr 2: 0; 2009 Qtr 3: 2; 2009 Qtr 4: 0; 2010 Qtr 1: 0; 2010 Qtr 2: 0; 2010 Qtr 3: 0; 2010 Qtr 4: 0; 2011 Qtr 1: 0; 2011 Qtr 2: 0; 2011 Qtr 3: 0; 2011 Qtr 4: 0 | 2
0 | 348005-Low Flow Showerheads |  | System | Residential | HorizAxisClothesWasher | 0 |  |  |  |  | 37.95 | 0 | 0 | 0 | 33.71 | 4.24 | 0 |  | kW | 0 | 8.978 | Residential |  | Annual | [5 empty] | 10 | 0.7 |  |  |  | 0 | 1 | 0 | 0 | 0 | 0 | 0 | 0 | 0 | 0 | 0 | 0 | 2009 Qtr 1: 0; 2009 Qtr 2: 0; 2009 Qtr 3: 1; 2009 Qtr 4: 0; 2010 Qtr 1: 0; 2010 Qtr 2: 0; 2010 Qtr 3: 0; 2010 Qtr 4: 0; 2011 Qtr 1: 0; 2011 Qtr 2: 0; 2011 Qtr 3: 0; 2011 Qtr 4: 0 | 1
0 | 348003-Pipe Wrap |  | System | Residential | HorizAxisClothesWasher | 0 |  |  |  |  | 40 | 0 | 0 | 0 | 33.75 | 6.25 | 0 |  | kW | 0 | 8.978 | Residential |  | Annual | [5 empty] | 11 | 0.85 |  |  |  | 0 | 1 | 0 | 0 | 0 | 0 | 0 | 0 | 0 | 0 | 0 | 0 | 2009 Qtr 1: 0; 2009 Qtr 2: 0; 2009 Qtr 3: 1; 2009 Qtr 4: 0; 2010 Qtr 1: 0; 2010 Qtr 2: 0; 2010 Qtr 3: 0; 2010 Qtr 4: 0; 2011 Qtr 1: 0; 2011 Qtr 2: 0; 2011 Qtr 3: 0; 2011 Qtr 4: 0 | 1
0 | 348002-Duct Test and Seal (Gas Only) |  | System | Residential | AC_Cooling | 0 |  |  |  |  | 721.3171 | 0 | 0 | 0 | 644.7805 | 76.5366 | 0 |  | kW | 0 | 35 | Residential |  | Annual | [5 empty] | 18 | 0.78 |  |  |  | 0 | 0.41 | 0 | 0 | 0 | 0 | 0 | 0 | 0 | 0 | 0 | 0 | 2009 Qtr 1: 0; 2009 Qtr 2: 0; 2009 Qtr 3: 0.41; 2009 Qtr 4: 0; 2010 Qtr 1: 0; 2010 Qtr 2: 0; 2010 Qtr 3: 0; 2010 Qtr 4: 0; 2011 Qtr 1: 0; 2011 Qtr 2: 0; 2011 Qtr 3: 0; 2011 Qtr 4: 0 | 0.41
0 | 348004-Faucet Aerator |  | System | Residential | HorizAxisClothesWasher | 0 |  |  |  |  | 12.7 | 0 | 0 | 0 | 10.88 | 1.82 | 0 |  | kW | 0 | 6.733 | Residential |  | Annual | [5 empty] | 10 | 0.85 |  |  |  | 0 | 3 | 0 | 0 | 0 | 0 | 0 | 0 | 0 | 0 | 0 | 0 | 2009 Qtr 1: 0; 2009 Qtr 2: 0; 2009 Qtr 3: 3; 2009 Qtr 4: 0; 2010 Qtr 1: 0; 2010 Qtr 2: 0; 2010 Qtr 3: 0; 2010 Qtr 4: 0; 2011 Qtr 1: 0; 2011 Qtr 2: 0; 2011 Qtr 3: 0; 2011 Qtr 4: 0 | 3
0 | 348005-Low Flow Showerheads |  | System | Residential | HorizAxisClothesWasher | 0 |  |  |  |  | 37.95 | 0 | 0 | 0 | 33.71 | 4.24 | 0 |  | kW | 0 | 8.978 | Residential |  | Annual | [5 empty] | 10 | 0.7 |  |  |  | 0 | 2 | 0 | 0 | 0 | 0 | 0 | 0 | 0 | 0 | 0 | 0 | 2009 Qtr 1: 0; 2009 Qtr 2: 0; 2009 Qtr 3: 2; 2009 Qtr 4: 0; 2010 Qtr 1: 0; 2010 Qtr 2: 0; 2010 Qtr 3: 0; 2010 Qtr 4: 0; 2011 Qtr 1: 0; 2011 Qtr 2: 0; 2011 Qtr 3: 0; 2011 Qtr 4: 0 | 2
0 | 348002-Duct Test and Seal (Gas Only) |  | System | Residential | AC_Cooling | 0 |  |  |  |  | 721.3171 | 0 | 0 | 0 | 644.7805 | 76.5366 | 0 |  | kW | 0 | 35 | Residential |  | Annual | [5 empty] | 18 | 0.78 |  |  |  | 0 | 0.41 | 0 | 0 | 0 | 0 | 0 | 0 | 0 | 0 | 0 | 0 | 2009 Qtr 1: 0; 2009 Qtr 2: 0; 2009 Qtr 3: 0.41; 2009 Qtr 4: 0; 2010 Qtr 1: 0; 2010 Qtr 2: 0; 2010 Qtr 3: 0; 2010 Qtr 4: 0; 2011 Qtr 1: 0; 2011 Qtr 2: 0; 2011 Qtr 3: 0; 2011 Qtr 4: 0 | 0.41
0 | 348003-Pipe Wrap |  | System | Residential | HorizAxisClothesWasher | 0 |  |  |  |  | 40 | 0 | 0 | 0 | 33.75 | 6.25 | 0 |  | kW | 0 | 8.978 | Residential |  | Annual | [5 empty] | 11 | 0.85 |  |  |  | 0 | 1 | 0 | 0 | 0 | 0 | 0 | 0 | 0 | 0 | 0 | 0 | 2009 Qtr 1: 0; 2009 Qtr 2: 0; 2009 Qtr 3: 1; 2009 Qtr 4: 0; 2010 Qtr 1: 0; 2010 Qtr 2: 0; 2010 Qtr 3: 0; 2010 Qtr 4: 0; 2011 Qtr 1: 0; 2011 Qtr 2: 0; 2011 Qtr 3: 0; 2011 Qtr 4: 0 | 1
0 | 348002-Duct Test and Seal (Gas Only) |  | System | Residential | AC_Cooling | 0 |  |  |  |  | 721.3171 | 0 | 0 | 0 | 644.7805 | 76.5366 | 0 |  | kW | 0 | 35 | Residential |  | Annual | [5 empty] | 18 | 0.78 |  |  |  | 0 | 0.41 | 0 | 0 | 0 | 0 | 0 | 0 | 0 | 0 | 0 | 0 | 2009 Qtr 1: 0; 2009 Qtr 2: 0; 2009 Qtr 3: 0.41; 2009 Qtr 4: 0; 2010 Qtr 1: 0; 2010 Qtr 2: 0; 2010 Qtr 3: 0; 2010 Qtr 4: 0; 2011 Qtr 1: 0; 2011 Qtr 2: 0; 2011 Qtr 3: 0; 2011 Qtr 4: 0 | 0.41
0 | 348004-Faucet Aerator |  | System | Residential | HorizAxisClothesWasher | 0 |  |  |  |  | 12.7 | 0 | 0 | 0 | 10.88 | 1.82 | 0 |  | kW | 0 | 6.733 | Residential |  | Annual | [5 empty] | 10 | 0.85 |  |  |  | 0 | 2 | 0 | 0 | 0 | 0 | 0 | 0 | 0 | 0 | 0 | 0 | 2009 Qtr 1: 0; 2009 Qtr 2: 0; 2009 Qtr 3: 2; 2009 Qtr 4: 0; 2010 Qtr 1: 0; 2010 Qtr 2: 0; 2010 Qtr 3: 0; 2010 Qtr 4: 0; 2011 Qtr 1: 0; 2011 Qtr 2: 0; 2011 Qtr 3: 0; 2011 Qtr 4: 0 | 2
0 | 348005-Low Flow Showerheads |  | System | Residential | HorizAxisClothesWasher | 0 |  |  |  |  | 37.95 | 0 | 0 | 0 | 33.71 | 4.24 | 0 |  | kW | 0 | 8.978 | Residential |  | Annual | [5 empty] | 10 | 0.7 |  |  |  | 0 | 1 | 0 | 0 | 0 | 0 | 0 | 0 | 0 | 0 | 0 | 0 | 2009 Qtr 1: 0; 2009 Qtr 2: 0; 2009 Qtr 3: 1; 2009 Qtr 4: 0; 2010 Qtr 1: 0; 2010 Qtr 2: 0; 2010 Qtr 3: 0; 2010 Qtr 4: 0; 2011 Qtr 1: 0; 2011 Qtr 2: 0; 2011 Qtr 3: 0; 2011 Qtr 4: 0 | 1
0 | 348003-Pipe Wrap |  | System | Residential | HorizAxisClothesWasher | 0 |  |  |  |  | 40 | 0 | 0 | 0 | 33.75 | 6.25 | 0 |  | kW | 0 | 8.978 | Residential |  | Annual | [5 empty] | 11 | 0.85 |  |  |  | 0 | 1 | 0 | 0 | 0 | 0 | 0 | 0 | 0 | 0 | 0 | 0 | 2009 Qtr 1: 0; 2009 Qtr 2: 0; 2009 Qtr 3: 1; 2009 Qtr 4: 0; 2010 Qtr 1: 0; 2010 Qtr 2: 0; 2010 Qtr 3: 0; 2010 Qtr 4: 0; 2011 Qtr 1: 0; 2011 Qtr 2: 0; 2011 Qtr 3: 0; 2011 Qtr 4: 0 | 1
0 | 348002-Duct Test and Seal (Gas Only) |  | System | Residential | AC_Cooling | 0 |  |  |  |  | 721.3171 | 0 | 0 | 0 | 644.7805 | 76.5366 | 0 |  | kW | 0 | 35 | Residential |  | Annual | [5 empty] | 18 | 0.78 |  |  |  | 0 | 0.41 | 0 | 0 | 0 | 0 | 0 | 0 | 0 | 0 | 0 | 0 | 2009 Qtr 1: 0; 2009 Qtr 2: 0; 2009 Qtr 3: 0.41; 2009 Qtr 4: 0; 2010 Qtr 1: 0; 2010 Qtr 2: 0; 2010 Qtr 3: 0; 2010 Qtr 4: 0; 2011 Qtr 1: 0; 2011 Qtr 2: 0; 2011 Qtr 3: 0; 2011 Qtr 4: 0 | 0.41
0 | 348002-Duct Test and Seal (Gas Only) |  | System | Residential | AC_Cooling | 0 |  |  |  |  | 721.3171 | 0 | 0 | 0 | 644.7805 | 76.5366 | 0 |  | kW | 0 | 35 | Residential |  | Annual | [5 empty] | 18 | 0.78 |  |  |  | 0 | 0.41 | 0 | 0 | 0 | 0 | 0 | 0 | 0 | 0 | 0 | 0 | 2009 Qtr 1: 0; 2009 Qtr 2: 0; 2009 Qtr 3: 0.41; 2009 Qtr 4: 0; 2010 Qtr 1: 0; 2010 Qtr 2: 0; 2010 Qtr 3: 0; 2010 Qtr 4: 0; 2011 Qtr 1: 0; 2011 Qtr 2: 0; 2011 Qtr 3: 0; 2011 Qtr 4: 0 | 0.41
0 | 348004-Faucet Aerator |  | System | Residential | HorizAxisClothesWasher | 0 |  |  |  |  | 12.7 | 0 | 0 | 0 | 10.88 | 1.82 | 0 |  | kW | 0 | 6.733 | Residential |  | Annual | [5 empty] | 10 | 0.85 |  |  |  | 0 | 2 | 0 | 0 | 0 | 0 | 0 | 0 | 0 | 0 | 0 | 0 | 2009 Qtr 1: 0; 2009 Qtr 2: 0; 2009 Qtr 3: 2; 2009 Qtr 4: 0; 2010 Qtr 1: 0; 2010 Qtr 2: 0; 2010 Qtr 3: 0; 2010 Qtr 4: 0; 2011 Qtr 1: 0; 2011 Qtr 2: 0; 2011 Qtr 3: 0; 2011 Qtr 4: 0 | 2
0 | 348003-Pipe Wrap |  | System | Residential | HorizAxisClothesWasher | 0 |  |  |  |  | 40 | 0 | 0 | 0 | 33.75 | 6.25 | 0 |  | kW | 0 | 8.978 | Residential |  | Annual | [5 empty] | 11 | 0.85 |  |  |  | 0 | 1 | 0 | 0 | 0 | 0 | 0 | 0 | 0 | 0 | 0 | 0 | 2009 Qtr 1: 0; 2009 Qtr 2: 0; 2009 Qtr 3: 1; 2009 Qtr 4: 0; 2010 Qtr 1: 0; 2010 Qtr 2: 0; 2010 Qtr 3: 0; 2010 Qtr 4: 0; 2011 Qtr 1: 0; 2011 Qtr 2: 0; 2011 Qtr 3: 0; 2011 Qtr 4: 0 | 1
0 | 348002-Duct Test and Seal (Gas Only) |  | System | Residential | AC_Cooling | 0 |  |  |  |  | 721.3171 | 0 | 0 | 0 | 644.7805 | 76.5366 | 0 |  | kW | 0 | 35 | Residential |  | Annual | [5 empty] | 18 | 0.78 |  |  |  | 0 | 0.41 | 0 | 0 | 0 | 0 | 0 | 0 | 0 | 0 | 0 | 0 | 2009 Qtr 1: 0; 2009 Qtr 2: 0; 2009 Qtr 3: 0.41; 2009 Qtr 4: 0; 2010 Qtr 1: 0; 2010 Qtr 2: 0; 2010 Qtr 3: 0; 2010 Qtr 4: 0; 2011 Qtr 1: 0; 2011 Qtr 2: 0; 2011 Qtr 3: 0; 2011 Qtr 4: 0 | 0.41
0 | 348005-Low Flow Showerheads |  | System | Residential | HorizAxisClothesWasher | 0 |  |  |  |  | 37.95 | 0 | 0 | 0 | 33.71 | 4.24 | 0 |  | kW | 0 | 8.978 | Residential |  | Annual | [5 empty] | 10 | 0.7 |  |  |  | 0 | 1 | 0 | 0 | 0 | 0 | 0 | 0 | 0 | 0 | 0 | 0 | 2009 Qtr 1: 0; 2009 Qtr 2: 0; 2009 Qtr 3: 1; 2009 Qtr 4: 0; 2010 Qtr 1: 0; 2010 Qtr 2: 0; 2010 Qtr 3: 0; 2010 Qtr 4: 0; 2011 Qtr 1: 0; 2011 Qtr 2: 0; 2011 Qtr 3: 0; 2011 Qtr 4: 0 | 1
0 | 348003-Pipe Wrap |  | System | Residential | HorizAxisClothesWasher | 0 |  |  |  |  | 40 | 0 | 0 | 0 | 33.75 | 6.25 | 0 |  | kW | 0 | 8.978 | Residential |  | Annual | [5 empty] | 11 | 0.85 |  |  |  | 0 | 1 | 0 | 0 | 0 | 0 | 0 | 0 | 0 | 0 | 0 | 0 | 2009 Qtr 1: 0; 2009 Qtr 2: 0; 2009 Qtr 3: 1; 2009 Qtr 4: 0; 2010 Qtr 1: 0; 2010 Qtr 2: 0; 2010 Qtr 3: 0; 2010 Qtr 4: 0; 2011 Qtr 1: 0; 2011 Qtr 2: 0; 2011 Qtr 3: 0; 2011 Qtr 4: 0 | 1
0 | 348002-Duct Test and Seal (Gas Only) |  | System | Residential | AC_Cooling | 0 |  |  |  |  | 721.3171 | 0 | 0 | 0 | 644.7805 | 76.5366 | 0 |  | kW | 0 | 35 | Residential |  | Annual | [5 empty] | 18 | 0.78 |  |  |  | 0 | 0.41 | 0 | 0 | 0 | 0 | 0 | 0 | 0 | 0 | 0 | 0 | 2009 Qtr 1: 0; 2009 Qtr 2: 0; 2009 Qtr 3: 0.41; 2009 Qtr 4: 0; 2010 Qtr 1: 0; 2010 Qtr 2: 0; 2010 Qtr 3: 0; 2010 Qtr 4: 0; 2011 Qtr 1: 0; 2011 Qtr 2: 0; 2011 Qtr 3: 0; 2011 Qtr 4: 0 | 0.41
0 | 348004-Faucet Aerator |  | System | Residential | HorizAxisClothesWasher | 0 |  |  |  |  | 12.7 | 0 | 0 | 0 | 10.88 | 1.82 | 0 |  | kW | 0 | 6.733 | Residential |  | Annual | [5 empty] | 10 | 0.85 |  |  |  | 0 | 2 | 0 | 0 | 0 | 0 | 0 | 0 | 0 | 0 | 0 | 0 | 2009 Qtr 1: 0; 2009 Qtr 2: 0; 2009 Qtr 3: 2; 2009 Qtr 4: 0; 2010 Qtr 1: 0; 2010 Qtr 2: 0; 2010 Qtr 3: 0; 2010 Qtr 4: 0; 2011 Qtr 1: 0; 2011 Qtr 2: 0; 2011 Qtr 3: 0; 2011 Qtr 4: 0 | 2
0 | 348005-Low Flow Showerheads |  | System | Residential | HorizAxisClothesWasher | 0 |  |  |  |  | 37.95 | 0 | 0 | 0 | 33.71 | 4.24 | 0 |  | kW | 0 | 8.978 | Residential |  | Annual | [5 empty] | 10 | 0.7 |  |  |  | 0 | 2 | 0 | 0 | 0 | 0 | 0 | 0 | 0 | 0 | 0 | 0 | 2009 Qtr 1: 0; 2009 Qtr 2: 0; 2009 Qtr 3: 2; 2009 Qtr 4: 0; 2010 Qtr 1: 0; 2010 Qtr 2: 0; 2010 Qtr 3: 0; 2010 Qtr 4: 0; 2011 Qtr 1: 0; 2011 Qtr 2: 0; 2011 Qtr 3: 0; 2011 Qtr 4: 0 | 2
0 | 348003-Pipe Wrap |  | System | Residential | HorizAxisClothesWasher | 0 |  |  |  |  | 40 | 0 | 0 | 0 | 33.75 | 6.25 | 0 |  | kW | 0 | 8.978 | Residential |  | Annual | [5 empty] | 11 | 0.85 |  |  |  | 0 | 1 | 0 | 0 | 0 | 0 | 0 | 0 | 0 | 0 | 0 | 0 | 2009 Qtr 1: 0; 2009 Qtr 2: 0; 2009 Qtr 3: 1; 2009 Qtr 4: 0; 2010 Qtr 1: 0; 2010 Qtr 2: 0; 2010 Qtr 3: 0; 2010 Qtr 4: 0; 2011 Qtr 1: 0; 2011 Qtr 2: 0; 2011 Qtr 3: 0; 2011 Qtr 4: 0 | 1
0 | 348002-Duct Test and Seal (Gas Only) |  | System | Residential | AC_Cooling | 0 |  |  |  |  | 721.3171 | 0 | 0 | 0 | 644.7805 | 76.5366 | 0 |  | kW | 0 | 35 | Residential |  | Annual | [5 empty] | 18 | 0.78 |  |  |  | 0 | 0.41 | 0 | 0 | 0 | 0 | 0 | 0 | 0 | 0 | 0 | 0 | 2009 Qtr 1: 0; 2009 Qtr 2: 0; 2009 Qtr 3: 0.41; 2009 Qtr 4: 0; 2010 Qtr 1: 0; 2010 Qtr 2: 0; 2010 Qtr 3: 0; 2010 Qtr 4: 0; 2011 Qtr 1: 0; 2011 Qtr 2: 0; 2011 Qtr 3: 0; 2011 Qtr 4: 0 | 0.41
0 | 348004-Faucet Aerator |  | System | Residential | HorizAxisClothesWasher | 0 |  |  |  |  | 12.7 | 0 | 0 | 0 | 10.88 | 1.82 | 0 |  | kW | 0 | 6.733 | Residential |  | Annual | [5 empty] | 10 | 0.85 |  |  |  | 0 | 2 | 0 | 0 | 0 | 0 | 0 | 0 | 0 | 0 | 0 | 0 | 2009 Qtr 1: 0; 2009 Qtr 2: 0; 2009 Qtr 3: 2; 2009 Qtr 4: 0; 2010 Qtr 1: 0; 2010 Qtr 2: 0; 2010 Qtr 3: 0; 2010 Qtr 4: 0; 2011 Qtr 1: 0; 2011 Qtr 2: 0; 2011 Qtr 3: 0; 2011 Qtr 4: 0 | 2
0 | 348005-Low Flow Showerheads |  | System | Residential | HorizAxisClothesWasher | 0 |  |  |  |  | 37.95 | 0 | 0 | 0 | 33.71 | 4.24 | 0 |  | kW | 0 | 8.978 | Residential |  | Annual | [5 empty] | 10 | 0.7 |  |  |  | 0 | 2 | 0 | 0 | 0 | 0 | 0 | 0 | 0 | 0 | 0 | 0 | 2009 Qtr 1: 0; 2009 Qtr 2: 0; 2009 Qtr 3: 2; 2009 Qtr 4: 0; 2010 Qtr 1: 0; 2010 Qtr 2: 0; 2010 Qtr 3: 0; 2010 Qtr 4: 0; 2011 Qtr 1: 0; 2011 Qtr 2: 0; 2011 Qtr 3: 0; 2011 Qtr 4: 0 | 2
0 | 348003-Pipe Wrap |  | System | Residential | HorizAxisClothesWasher | 0 |  |  |  |  | 40 | 0 | 0 | 0 | 33.75 | 6.25 | 0 |  | kW | 0 | 8.978 | Residential |  | Annual | [5 empty] | 11 | 0.85 |  |  |  | 0 | 1 | 0 | 0 | 0 | 0 | 0 | 0 | 0 | 0 | 0 | 0 | 2009 Qtr 1: 0; 2009 Qtr 2: 0; 2009 Qtr 3: 1; 2009 Qtr 4: 0; 2010 Qtr 1: 0; 2010 Qtr 2: 0; 2010 Qtr 3: 0; 2010 Qtr 4: 0; 2011 Qtr 1: 0; 2011 Qtr 2: 0; 2011 Qtr 3: 0; 2011 Qtr 4: 0 | 1
0 | 348002-Duct Test and Seal (Gas Only) |  | System | Residential | AC_Cooling | 0 |  |  |  |  | 721.3171 | 0 | 0 | 0 | 644.7805 | 76.5366 | 0 |  | kW | 0 | 35 | Residential |  | Annual | [5 empty] | 18 | 0.78 |  |  |  | 0 | 0.41 | 0 | 0 | 0 | 0 | 0 | 0 | 0 | 0 | 0 | 0 | 2009 Qtr 1: 0; 2009 Qtr 2: 0; 2009 Qtr 3: 0.41; 2009 Qtr 4: 0; 2010 Qtr 1: 0; 2010 Qtr 2: 0; 2010 Qtr 3: 0; 2010 Qtr 4: 0; 2011 Qtr 1: 0; 2011 Qtr 2: 0; 2011 Qtr 3: 0; 2011 Qtr 4: 0 | 0.41
0 | 348004-Faucet Aerator |  | System | Residential | HorizAxisClothesWasher | 0 |  |  |  |  | 12.7 | 0 | 0 | 0 | 10.88 | 1.82 | 0 |  | kW | 0 | 6.733 | Residential |  | Annual | [5 empty] | 10 | 0.85 |  |  |  | 0 | 1 | 0 | 0 | 0 | 0 | 0 | 0 | 0 | 0 | 0 | 0 | 2009 Qtr 1: 0; 2009 Qtr 2: 0; 2009 Qtr 3: 1; 2009 Qtr 4: 0; 2010 Qtr 1: 0; 2010 Qtr 2: 0; 2010 Qtr 3: 0; 2010 Qtr 4: 0; 2011 Qtr 1: 0; 2011 Qtr 2: 0; 2011 Qtr 3: 0; 2011 Qtr 4: 0 | 1
0 | 348005-Low Flow Showerheads |  | System | Residential | HorizAxisClothesWasher | 0 |  |  |  |  | 37.95 | 0 | 0 | 0 | 33.71 | 4.24 | 0 |  | kW | 0 | 8.978 | Residential |  | Annual | [5 empty] | 10 | 0.7 |  |  |  | 0 | 1 | 0 | 0 | 0 | 0 | 0 | 0 | 0 | 0 | 0 | 0 | 2009 Qtr 1: 0; 2009 Qtr 2: 0; 2009 Qtr 3: 1; 2009 Qtr 4: 0; 2010 Qtr 1: 0; 2010 Qtr 2: 0; 2010 Qtr 3: 0; 2010 Qtr 4: 0; 2011 Qtr 1: 0; 2011 Qtr 2: 0; 2011 Qtr 3: 0; 2011 Qtr 4: 0 | 1
0 | 348002-Duct Test and Seal (Gas Only) |  | System | Residential | AC_Cooling | 0 |  |  |  |  | 721.3171 | 0 | 0 | 0 | 644.7805 | 76.5366 | 0 |  | kW | 0 | 35 | Residential |  | Annual | [5 empty] | 18 | 0.78 |  |  |  | 0 | 0.41 | 0 | 0 | 0 | 0 | 0 | 0 | 0 | 0 | 0 | 0 | 2009 Qtr 1: 0; 2009 Qtr 2: 0; 2009 Qtr 3: 0.41; 2009 Qtr 4: 0; 2010 Qtr 1: 0; 2010 Qtr 2: 0; 2010 Qtr 3: 0; 2010 Qtr 4: 0; 2011 Qtr 1: 0; 2011 Qtr 2: 0; 2011 Qtr 3: 0; 2011 Qtr 4: 0 | 0.41
0 | 348004-Faucet Aerator |  | System | Residential | HorizAxisClothesWasher | 0 |  |  |  |  | 12.7 | 0 | 0 | 0 | 10.88 | 1.82 | 0 |  | kW | 0 | 6.733 | Residential |  | Annual | [5 empty] | 10 | 0.85 |  |  |  | 0 | 2 | 0 | 0 | 0 | 0 | 0 | 0 | 0 | 0 | 0 | 0 | 2009 Qtr 1: 0; 2009 Qtr 2: 0; 2009 Qtr 3: 2; 2009 Qtr 4: 0; 2010 Qtr 1: 0; 2010 Qtr 2: 0; 2010 Qtr 3: 0; 2010 Qtr 4: 0; 2011 Qtr 1: 0; 2011 Qtr 2: 0; 2011 Qtr 3: 0; 2011 Qtr 4: 0 | 2
0 | 348005-Low Flow Showerheads |  | System | Residential | HorizAxisClothesWasher | 0 |  |  |  |  | 37.95 | 0 | 0 | 0 | 33.71 | 4.24 | 0 |  | kW | 0 | 8.978 | Residential |  | Annual | [5 empty] | 10 | 0.7 |  |  |  | 0 | 1 | 0 | 0 | 0 | 0 | 0 | 0 | 0 | 0 | 0 | 0 | 2009 Qtr 1: 0; 2009 Qtr 2: 0; 2009 Qtr 3: 1; 2009 Qtr 4: 0; 2010 Qtr 1: 0; 2010 Qtr 2: 0; 2010 Qtr 3: 0; 2010 Qtr 4: 0; 2011 Qtr 1: 0; 2011 Qtr 2: 0; 2011 Qtr 3: 0; 2011 Qtr 4: 0 | 1
0 | 348003-Pipe Wrap |  | System | Residential | HorizAxisClothesWasher | 0 |  |  |  |  | 40 | 0 | 0 | 0 | 33.75 | 6.25 | 0 |  | kW | 0 | 8.978 | Residential |  | Annual | [5 empty] | 11 | 0.85 |  |  |  | 0 | 1 | 0 | 0 | 0 | 0 | 0 | 0 | 0 | 0 | 0 | 0 | 2009 Qtr 1: 0; 2009 Qtr 2: 0; 2009 Qtr 3: 1; 2009 Qtr 4: 0; 2010 Qtr 1: 0; 2010 Qtr 2: 0; 2010 Qtr 3: 0; 2010 Qtr 4: 0; 2011 Qtr 1: 0; 2011 Qtr 2: 0; 2011 Qtr 3: 0; 2011 Qtr 4: 0 | 1
0 | 348004-Faucet Aerator |  | System | Residential | HorizAxisClothesWasher | 0 |  |  |  |  | 12.7 | 0 | 0 | 0 | 10.88 | 1.82 | 0 |  | kW | 0 | 6.733 | Residential |  | Annual | [5 empty] | 10 | 0.85 |  |  |  | 0 | 3 | 0 | 0 | 0 | 0 | 0 | 0 | 0 | 0 | 0 | 0 | 2009 Qtr 1: 0; 2009 Qtr 2: 0; 2009 Qtr 3: 3; 2009 Qtr 4: 0; 2010 Qtr 1: 0; 2010 Qtr 2: 0; 2010 Qtr 3: 0; 2010 Qtr 4: 0; 2011 Qtr 1: 0; 2011 Qtr 2: 0; 2011 Qtr 3: 0; 2011 Qtr 4: 0 | 3
0 | 348005-Low Flow Showerheads |  | System | Residential | HorizAxisClothesWasher | 0 |  |  |  |  | 37.95 | 0 | 0 | 0 | 33.71 | 4.24 | 0 |  | kW | 0 | 8.978 | Residential |  | Annual | [5 empty] | 10 | 0.7 |  |  |  | 0 | 2 | 0 | 0 | 0 | 0 | 0 | 0 | 0 | 0 | 0 | 0 | 2009 Qtr 1: 0; 2009 Qtr 2: 0; 2009 Qtr 3: 2; 2009 Qtr 4: 0; 2010 Qtr 1: 0; 2010 Qtr 2: 0; 2010 Qtr 3: 0; 2010 Qtr 4: 0; 2011 Qtr 1: 0; 2011 Qtr 2: 0; 2011 Qtr 3: 0; 2011 Qtr 4: 0 | 2
0 | 348003-Pipe Wrap |  | System | Residential | HorizAxisClothesWasher | 0 |  |  |  |  | 40 | 0 | 0 | 0 | 33.75 | 6.25 | 0 |  | kW | 0 | 8.978 | Residential |  | Annual | [5 empty] | 11 | 0.85 |  |  |  | 0 | 1 | 0 | 0 | 0 | 0 | 0 | 0 | 0 | 0 | 0 | 0 | 2009 Qtr 1: 0; 2009 Qtr 2: 0; 2009 Qtr 3: 1; 2009 Qtr 4: 0; 2010 Qtr 1: 0; 2010 Qtr 2: 0; 2010 Qtr 3: 0; 2010 Qtr 4: 0; 2011 Qtr 1: 0; 2011 Qtr 2: 0; 2011 Qtr 3: 0; 2011 Qtr 4: 0 | 1
0 | 348002-Duct Test and Seal (Gas Only) |  | System | Residential | AC_Cooling | 0 |  |  |  |  | 721.3171 | 0 | 0 | 0 | 644.7805 | 76.5366 | 0 |  | kW | 0 | 35 | Residential |  | Annual | [5 empty] | 18 | 0.78 |  |  |  | 0 | 0.41 | 0 | 0 | 0 | 0 | 0 | 0 | 0 | 0 | 0 | 0 | 2009 Qtr 1: 0; 2009 Qtr 2: 0; 2009 Qtr 3: 0.41; 2009 Qtr 4: 0; 2010 Qtr 1: 0; 2010 Qtr 2: 0; 2010 Qtr 3: 0; 2010 Qtr 4: 0; 2011 Qtr 1: 0; 2011 Qtr 2: 0; 2011 Qtr 3: 0; 2011 Qtr 4: 0 | 0.41
0 | 348004-Faucet Aerator |  | System | Residential | HorizAxisClothesWasher | 0 |  |  |  |  | 12.7 | 0 | 0 | 0 | 10.88 | 1.82 | 0 |  | kW | 0 | 6.733 | Residential |  | Annual | [5 empty] | 10 | 0.85 |  |  |  | 0 | 2 | 0 | 0 | 0 | 0 | 0 | 0 | 0 | 0 | 0 | 0 | 2009 Qtr 1: 0; 2009 Qtr 2: 0; 2009 Qtr 3: 2; 2009 Qtr 4: 0; 2010 Qtr 1: 0; 2010 Qtr 2: 0; 2010 Qtr 3: 0; 2010 Qtr 4: 0; 2011 Qtr 1: 0; 2011 Qtr 2: 0; 2011 Qtr 3: 0; 2011 Qtr 4: 0 | 2
0 | 348005-Low Flow Showerheads |  | System | Residential | HorizAxisClothesWasher | 0 |  |  |  |  | 37.95 | 0 | 0 | 0 | 33.71 | 4.24 | 0 |  | kW | 0 | 8.978 | Residential |  | Annual | [5 empty] | 10 | 0.7 |  |  |  | 0 | 2 | 0 | 0 | 0 | 0 | 0 | 0 | 0 | 0 | 0 | 0 | 2009 Qtr 1: 0; 2009 Qtr 2: 0; 2009 Qtr 3: 2; 2009 Qtr 4: 0; 2010 Qtr 1: 0; 2010 Qtr 2: 0; 2010 Qtr 3: 0; 2010 Qtr 4: 0; 2011 Qtr 1: 0; 2011 Qtr 2: 0; 2011 Qtr 3: 0; 2011 Qtr 4: 0 | 2
0 | 348003-Pipe Wrap |  | System | Residential | HorizAxisClothesWasher | 0 |  |  |  |  | 40 | 0 | 0 | 0 | 33.75 | 6.25 | 0 |  | kW | 0 | 8.978 | Residential |  | Annual | [5 empty] | 11 | 0.85 |  |  |  | 0 | 1 | 0 | 0 | 0 | 0 | 0 | 0 | 0 | 0 | 0 | 0 | 2009 Qtr 1: 0; 2009 Qtr 2: 0; 2009 Qtr 3: 1; 2009 Qtr 4: 0; 2010 Qtr 1: 0; 2010 Qtr 2: 0; 2010 Qtr 3: 0; 2010 Qtr 4: 0; 2011 Qtr 1: 0; 2011 Qtr 2: 0; 2011 Qtr 3: 0; 2011 Qtr 4: 0 | 1
0 | 348002-Duct Test and Seal (Gas Only) |  | System | Residential | AC_Cooling | 0 |  |  |  |  | 721.3171 | 0 | 0 | 0 | 644.7805 | 76.5366 | 0 |  | kW | 0 | 35 | Residential |  | Annual | [5 empty] | 18 | 0.78 |  |  |  | 0 | 0.41 | 0 | 0 | 0 | 0 | 0 | 0 | 0 | 0 | 0 | 0 | 2009 Qtr 1: 0; 2009 Qtr 2: 0; 2009 Qtr 3: 0.41; 2009 Qtr 4: 0; 2010 Qtr 1: 0; 2010 Qtr 2: 0; 2010 Qtr 3: 0; 2010 Qtr 4: 0; 2011 Qtr 1: 0; 2011 Qtr 2: 0; 2011 Qtr 3: 0; 2011 Qtr 4: 0 | 0.41
0 | 348004-Faucet Aerator |  | System | Residential | HorizAxisClothesWasher | 0 |  |  |  |  | 12.7 | 0 | 0 | 0 | 10.88 | 1.82 | 0 |  | kW | 0 | 6.733 | Residential |  | Annual | [5 empty] | 10 | 0.85 |  |  |  | 0 | 2 | 0 | 0 | 0 | 0 | 0 | 0 | 0 | 0 | 0 | 0 | 2009 Qtr 1: 0; 2009 Qtr 2: 0; 2009 Qtr 3: 2; 2009 Qtr 4: 0; 2010 Qtr 1: 0; 2010 Qtr 2: 0; 2010 Qtr 3: 0; 2010 Qtr 4: 0; 2011 Qtr 1: 0; 2011 Qtr 2: 0; 2011 Qtr 3: 0; 2011 Qtr 4: 0 | 2
0 | 348005-Low Flow Showerheads |  | System | Residential | HorizAxisClothesWasher | 0 |  |  |  |  | 37.95 | 0 | 0 | 0 | 33.71 | 4.24 | 0 |  | kW | 0 | 8.978 | Residential |  | Annual | [5 empty] | 10 | 0.7 |  |  |  | 0 | 1 | 0 | 0 | 0 | 0 | 0 | 0 | 0 | 0 | 0 | 0 | 2009 Qtr 1: 0; 2009 Qtr 2: 0; 2009 Qtr 3: 1; 2009 Qtr 4: 0; 2010 Qtr 1: 0; 2010 Qtr 2: 0; 2010 Qtr 3: 0; 2010 Qtr 4: 0; 2011 Qtr 1: 0; 2011 Qtr 2: 0; 2011 Qtr 3: 0; 2011 Qtr 4: 0 | 1
0 | 348003-Pipe Wrap |  | System | Residential | HorizAxisClothesWasher | 0 |  |  |  |  | 40 | 0 | 0 | 0 | 33.75 | 6.25 | 0 |  | kW | 0 | 8.978 | Residential |  | Annual | [5 empty] | 11 | 0.85 |  |  |  | 0 | 1 | 0 | 0 | 0 | 0 | 0 | 0 | 0 | 0 | 0 | 0 | 2009 Qtr 1: 0; 2009 Qtr 2: 0; 2009 Qtr 3: 1; 2009 Qtr 4: 0; 2010 Qtr 1: 0; 2010 Qtr 2: 0; 2010 Qtr 3: 0; 2010 Qtr 4: 0; 2011 Qtr 1: 0; 2011 Qtr 2: 0; 2011 Qtr 3: 0; 2011 Qtr 4: 0 | 1
0 | 348002-Duct Test and Seal (Gas Only) |  | System | Residential | AC_Cooling | 0 |  |  |  |  | 721.3171 | 0 | 0 | 0 | 644.7805 | 76.5366 | 0 |  | kW | 0 | 35 | Residential |  | Annual | [5 empty] | 18 | 0.78 |  |  |  | 0 | 0.41 | 0 | 0 | 0 | 0 | 0 | 0 | 0 | 0 | 0 | 0 | 2009 Qtr 1: 0; 2009 Qtr 2: 0; 2009 Qtr 3: 0.41; 2009 Qtr 4: 0; 2010 Qtr 1: 0; 2010 Qtr 2: 0; 2010 Qtr 3: 0; 2010 Qtr 4: 0; 2011 Qtr 1: 0; 2011 Qtr 2: 0; 2011 Qtr 3: 0; 2011 Qtr 4: 0 | 0.41
0 | 348004-Faucet Aerator |  | System | Residential | HorizAxisClothesWasher | 0 |  |  |  |  | 12.7 | 0 | 0 | 0 | 10.88 | 1.82 | 0 |  | kW | 0 | 6.733 | Residential |  | Annual | [5 empty] | 10 | 0.85 |  |  |  | 0 | 2 | 0 | 0 | 0 | 0 | 0 | 0 | 0 | 0 | 0 | 0 | 2009 Qtr 1: 0; 2009 Qtr 2: 0; 2009 Qtr 3: 2; 2009 Qtr 4: 0; 2010 Qtr 1: 0; 2010 Qtr 2: 0; 2010 Qtr 3: 0; 2010 Qtr 4: 0; 2011 Qtr 1: 0; 2011 Qtr 2: 0; 2011 Qtr 3: 0; 2011 Qtr 4: 0 | 2
0 | 348005-Low Flow Showerheads |  | System | Residential | HorizAxisClothesWasher | 0 |  |  |  |  | 37.95 | 0 | 0 | 0 | 33.71 | 4.24 | 0 |  | kW | 0 | 8.978 | Residential |  | Annual | [5 empty] | 10 | 0.7 |  |  |  | 0 | 1 | 0 | 0 | 0 | 0 | 0 | 0 | 0 | 0 | 0 | 0 | 2009 Qtr 1: 0; 2009 Qtr 2: 0; 2009 Qtr 3: 1; 2009 Qtr 4: 0; 2010 Qtr 1: 0; 2010 Qtr 2: 0; 2010 Qtr 3: 0; 2010 Qtr 4: 0; 2011 Qtr 1: 0; 2011 Qtr 2: 0; 2011 Qtr 3: 0; 2011 Qtr 4: 0 | 1
0 | 348003-Pipe Wrap |  | System | Residential | HorizAxisClothesWasher | 0 |  |  |  |  | 40 | 0 | 0 | 0 | 33.75 | 6.25 | 0 |  | kW | 0 | 8.978 | Residential |  | Annual | [5 empty] | 11 | 0.85 |  |  |  | 0 | 1 | 0 | 0 | 0 | 0 | 0 | 0 | 0 | 0 | 0 | 0 | 2009 Qtr 1: 0; 2009 Qtr 2: 0; 2009 Qtr 3: 1; 2009 Qtr 4: 0; 2010 Qtr 1: 0; 2010 Qtr 2: 0; 2010 Qtr 3: 0; 2010 Qtr 4: 0; 2011 Qtr 1: 0; 2011 Qtr 2: 0; 2011 Qtr 3: 0; 2011 Qtr 4: 0 | 1
0 | 348002-Duct Test and Seal (Gas Only) |  | System | Residential | AC_Cooling | 0 |  |  |  |  | 721.3171 | 0 | 0 | 0 | 644.7805 | 76.5366 | 0 |  | kW | 0 | 35 | Residential |  | Annual | [5 empty] | 18 | 0.78 |  |  |  | 0 | 0.41 | 0 | 0 | 0 | 0 | 0 | 0 | 0 | 0 | 0 | 0 | 2009 Qtr 1: 0; 2009 Qtr 2: 0; 2009 Qtr 3: 0.41; 2009 Qtr 4: 0; 2010 Qtr 1: 0; 2010 Qtr 2: 0; 2010 Qtr 3: 0; 2010 Qtr 4: 0; 2011 Qtr 1: 0; 2011 Qtr 2: 0; 2011 Qtr 3: 0; 2011 Qtr 4: 0 | 0.41
0 | 348004-Faucet Aerator |  | System | Residential | HorizAxisClothesWasher | 0 |  |  |  |  | 12.7 | 0 | 0 | 0 | 10.88 | 1.82 | 0 |  | kW | 0 | 6.733 | Residential |  | Annual | [5 empty] | 10 | 0.85 |  |  |  | 0 | 2 | 0 | 0 | 0 | 0 | 0 | 0 | 0 | 0 | 0 | 0 | 2009 Qtr 1: 0; 2009 Qtr 2: 0; 2009 Qtr 3: 2; 2009 Qtr 4: 0; 2010 Qtr 1: 0; 2010 Qtr 2: 0; 2010 Qtr 3: 0; 2010 Qtr 4: 0; 2011 Qtr 1: 0; 2011 Qtr 2: 0; 2011 Qtr 3: 0; 2011 Qtr 4: 0 | 2
0 | 348003-Pipe Wrap |  | System | Residential | HorizAxisClothesWasher | 0 |  |  |  |  | 40 | 0 | 0 | 0 | 33.75 | 6.25 | 0 |  | kW | 0 | 8.978 | Residential |  | Annual | [5 empty] | 11 | 0.85 |  |  |  | 0 | 1 | 0 | 0 | 0 | 0 | 0 | 0 | 0 | 0 | 0 | 0 | 2009 Qtr 1: 0; 2009 Qtr 2: 0; 2009 Qtr 3: 1; 2009 Qtr 4: 0; 2010 Qtr 1: 0; 2010 Qtr 2: 0; 2010 Qtr 3: 0; 2010 Qtr 4: 0; 2011 Qtr 1: 0; 2011 Qtr 2: 0; 2011 Qtr 3: 0; 2011 Qtr 4: 0 | 1
0 | 348002-Duct Test and Seal (Gas Only) |  | System | Residential | AC_Cooling | 0 |  |  |  |  | 721.3171 | 0 | 0 | 0 | 644.7805 | 76.5366 | 0 |  | kW | 0 | 35 | Residential |  | Annual | [5 empty] | 18 | 0.78 |  |  |  | 0 | 0.41 | 0 | 0 | 0 | 0 | 0 | 0 | 0 | 0 | 0 | 0 | 2009 Qtr 1: 0; 2009 Qtr 2: 0; 2009 Qtr 3: 0.41; 2009 Qtr 4: 0; 2010 Qtr 1: 0; 2010 Qtr 2: 0; 2010 Qtr 3: 0; 2010 Qtr 4: 0; 2011 Qtr 1: 0; 2011 Qtr 2: 0; 2011 Qtr 3: 0; 2011 Qtr 4: 0 | 0.41
0 | 348004-Faucet Aerator |  | System | Residential | HorizAxisClothesWasher | 0 |  |  |  |  | 12.7 | 0 | 0 | 0 | 10.88 | 1.82 | 0 |  | kW | 0 | 6.733 | Residential |  | Annual | [5 empty] | 10 | 0.85 |  |  |  | 0 | 3 | 0 | 0 | 0 | 0 | 0 | 0 | 0 | 0 | 0 | 0 | 2009 Qtr 1: 0; 2009 Qtr 2: 0; 2009 Qtr 3: 3; 2009 Qtr 4: 0; 2010 Qtr 1: 0; 2010 Qtr 2: 0; 2010 Qtr 3: 0; 2010 Qtr 4: 0; 2011 Qtr 1: 0; 2011 Qtr 2: 0; 2011 Qtr 3: 0; 2011 Qtr 4: 0 | 3
0 | 348005-Low Flow Showerheads |  | System | Residential | HorizAxisClothesWasher | 0 |  |  |  |  | 37.95 | 0 | 0 | 0 | 33.71 | 4.24 | 0 |  | kW | 0 | 8.978 | Residential |  | Annual | [5 empty] | 10 | 0.7 |  |  |  | 0 | 1 | 0 | 0 | 0 | 0 | 0 | 0 | 0 | 0 | 0 | 0 | 2009 Qtr 1: 0; 2009 Qtr 2: 0; 2009 Qtr 3: 1; 2009 Qtr 4: 0; 2010 Qtr 1: 0; 2010 Qtr 2: 0; 2010 Qtr 3: 0; 2010 Qtr 4: 0; 2011 Qtr 1: 0; 2011 Qtr 2: 0; 2011 Qtr 3: 0; 2011 Qtr 4: 0 | 1
0 | 348003-Pipe Wrap |  | System | Residential | HorizAxisClothesWasher | 0 |  |  |  |  | 40 | 0 | 0 | 0 | 33.75 | 6.25 | 0 |  | kW | 0 | 8.978 | Residential |  | Annual | [5 empty] | 11 | 0.85 |  |  |  | 0 | 1 | 0 | 0 | 0 | 0 | 0 | 0 | 0 | 0 | 0 | 0 | 2009 Qtr 1: 0; 2009 Qtr 2: 0; 2009 Qtr 3: 1; 2009 Qtr 4: 0; 2010 Qtr 1: 0; 2010 Qtr 2: 0; 2010 Qtr 3: 0; 2010 Qtr 4: 0; 2011 Qtr 1: 0; 2011 Qtr 2: 0; 2011 Qtr 3: 0; 2011 Qtr 4: 0 | 1
0 | 348002-Duct Test and Seal (Gas Only) |  | System | Residential | AC_Cooling | 0 |  |  |  |  | 721.3171 | 0 | 0 | 0 | 644.7805 | 76.5366 | 0 |  | kW | 0 | 35 | Residential |  | Annual | [5 empty] | 18 | 0.78 |  |  |  | 0 | 0.41 | 0 | 0 | 0 | 0 | 0 | 0 | 0 | 0 | 0 | 0 | 2009 Qtr 1: 0; 2009 Qtr 2: 0; 2009 Qtr 3: 0.41; 2009 Qtr 4: 0; 2010 Qtr 1: 0; 2010 Qtr 2: 0; 2010 Qtr 3: 0; 2010 Qtr 4: 0; 2011 Qtr 1: 0; 2011 Qtr 2: 0; 2011 Qtr 3: 0; 2011 Qtr 4: 0 | 0.41
0 | 348004-Faucet Aerator |  | System | Residential | HorizAxisClothesWasher | 0 |  |  |  |  | 12.7 | 0 | 0 | 0 | 10.88 | 1.82 | 0 |  | kW | 0 | 6.733 | Residential |  | Annual | [5 empty] | 10 | 0.85 |  |  |  | 0 | 1 | 0 | 0 | 0 | 0 | 0 | 0 | 0 | 0 | 0 | 0 | 2009 Qtr 1: 0; 2009 Qtr 2: 0; 2009 Qtr 3: 1; 2009 Qtr 4: 0; 2010 Qtr 1: 0; 2010 Qtr 2: 0; 2010 Qtr 3: 0; 2010 Qtr 4: 0; 2011 Qtr 1: 0; 2011 Qtr 2: 0; 2011 Qtr 3: 0; 2011 Qtr 4: 0 | 1
0 | 348005-Low Flow Showerheads |  | System | Residential | HorizAxisClothesWasher | 0 |  |  |  |  | 37.95 | 0 | 0 | 0 | 33.71 | 4.24 | 0 |  | kW | 0 | 8.978 | Residential |  | Annual | [5 empty] | 10 | 0.7 |  |  |  | 0 | 1 | 0 | 0 | 0 | 0 | 0 | 0 | 0 | 0 | 0 | 0 | 2009 Qtr 1: 0; 2009 Qtr 2: 0; 2009 Qtr 3: 1; 2009 Qtr 4: 0; 2010 Qtr 1: 0; 2010 Qtr 2: 0; 2010 Qtr 3: 0; 2010 Qtr 4: 0; 2011 Qtr 1: 0; 2011 Qtr 2: 0; 2011 Qtr 3: 0; 2011 Qtr 4: 0 | 1
0 | 348004-Faucet Aerator |  | System | Residential | HorizAxisClothesWasher | 0 |  |  |  |  | 12.7 | 0 | 0 | 0 | 10.88 | 1.82 | 0 |  | kW | 0 | 6.733 | Residential |  | Annual | [5 empty] | 10 | 0.85 |  |  |  | 0 | 2 | 0 | 0 | 0 | 0 | 0 | 0 | 0 | 0 | 0 | 0 | 2009 Qtr 1: 0; 2009 Qtr 2: 0; 2009 Qtr 3: 2; 2009 Qtr 4: 0; 2010 Qtr 1: 0; 2010 Qtr 2: 0; 2010 Qtr 3: 0; 2010 Qtr 4: 0; 2011 Qtr 1: 0; 2011 Qtr 2: 0; 2011 Qtr 3: 0; 2011 Qtr 4: 0 | 2
0 | 348005-Low Flow Showerheads |  | System | Residential | HorizAxisClothesWasher | 0 |  |  |  |  | 37.95 | 0 | 0 | 0 | 33.71 | 4.24 | 0 |  | kW | 0 | 8.978 | Residential |  | Annual | [5 empty] | 10 | 0.7 |  |  |  | 0 | 1 | 0 | 0 | 0 | 0 | 0 | 0 | 0 | 0 | 0 | 0 | 2009 Qtr 1: 0; 2009 Qtr 2: 0; 2009 Qtr 3: 1; 2009 Qtr 4: 0; 2010 Qtr 1: 0; 2010 Qtr 2: 0; 2010 Qtr 3: 0; 2010 Qtr 4: 0; 2011 Qtr 1: 0; 2011 Qtr 2: 0; 2011 Qtr 3: 0; 2011 Qtr 4: 0 | 1
0 | 348003-Pipe Wrap |  | System | Residential | HorizAxisClothesWasher | 0 |  |  |  |  | 40 | 0 | 0 | 0 | 33.75 | 6.25 | 0 |  | kW | 0 | 8.978 | Residential |  | Annual | [5 empty] | 11 | 0.85 |  |  |  | 0 | 1 | 0 | 0 | 0 | 0 | 0 | 0 | 0 | 0 | 0 | 0 | 2009 Qtr 1: 0; 2009 Qtr 2: 0; 2009 Qtr 3: 1; 2009 Qtr 4: 0; 2010 Qtr 1: 0; 2010 Qtr 2: 0; 2010 Qtr 3: 0; 2010 Qtr 4: 0; 2011 Qtr 1: 0; 2011 Qtr 2: 0; 2011 Qtr 3: 0; 2011 Qtr 4: 0 | 1
0 | 348002-Duct Test and Seal (Gas Only) |  | System | Residential | AC_Cooling | 0 |  |  |  |  | 721.3171 | 0 | 0 | 0 | 644.7805 | 76.5366 | 0 |  | kW | 0 | 35 | Residential |  | Annual | [5 empty] | 18 | 0.78 |  |  |  | 0 | 0.41 | 0 | 0 | 0 | 0 | 0 | 0 | 0 | 0 | 0 | 0 | 2009 Qtr 1: 0; 2009 Qtr 2: 0; 2009 Qtr 3: 0.41; 2009 Qtr 4: 0; 2010 Qtr 1: 0; 2010 Qtr 2: 0; 2010 Qtr 3: 0; 2010 Qtr 4: 0; 2011 Qtr 1: 0; 2011 Qtr 2: 0; 2011 Qtr 3: 0; 2011 Qtr 4: 0 | 0.41
0 | 348004-Faucet Aerator |  | System | Residential | HorizAxisClothesWasher | 0 |  |  |  |  | 12.7 | 0 | 0 | 0 | 10.88 | 1.82 | 0 |  | kW | 0 | 6.733 | Residential |  | Annual | [5 empty] | 10 | 0.85 |  |  |  | 0 | 3 | 0 | 0 | 0 | 0 | 0 | 0 | 0 | 0 | 0 | 0 | 2009 Qtr 1: 0; 2009 Qtr 2: 0; 2009 Qtr 3: 3; 2009 Qtr 4: 0; 2010 Qtr 1: 0; 2010 Qtr 2: 0; 2010 Qtr 3: 0; 2010 Qtr 4: 0; 2011 Qtr 1: 0; 2011 Qtr 2: 0; 2011 Qtr 3: 0; 2011 Qtr 4: 0 | 3
0 | 348005-Low Flow Showerheads |  | System | Residential | HorizAxisClothesWasher | 0 |  |  |  |  | 37.95 | 0 | 0 | 0 | 33.71 | 4.24 | 0 |  | kW | 0 | 8.978 | Residential |  | Annual | [5 empty] | 10 | 0.7 |  |  |  | 0 | 2 | 0 | 0 | 0 | 0 | 0 | 0 | 0 | 0 | 0 | 0 | 2009 Qtr 1: 0; 2009 Qtr 2: 0; 2009 Qtr 3: 2; 2009 Qtr 4: 0; 2010 Qtr 1: 0; 2010 Qtr 2: 0; 2010 Qtr 3: 0; 2010 Qtr 4: 0; 2011 Qtr 1: 0; 2011 Qtr 2: 0; 2011 Qtr 3: 0; 2011 Qtr 4: 0 | 2
0 | 348004-Faucet Aerator |  | System | Residential | HorizAxisClothesWasher | 0 |  |  |  |  | 12.7 | 0 | 0 | 0 | 10.88 | 1.82 | 0 |  | kW | 0 | 6.733 | Residential |  | Annual | [5 empty] | 10 | 0.85 |  |  |  | 0 | 3 | 0 | 0 | 0 | 0 | 0 | 0 | 0 | 0 | 0 | 0 | 2009 Qtr 1: 0; 2009 Qtr 2: 0; 2009 Qtr 3: 3; 2009 Qtr 4: 0; 2010 Qtr 1: 0; 2010 Qtr 2: 0; 2010 Qtr 3: 0; 2010 Qtr 4: 0; 2011 Qtr 1: 0; 2011 Qtr 2: 0; 2011 Qtr 3: 0; 2011 Qtr 4: 0 | 3
0 | 348005-Low Flow Showerheads |  | System | Residential | HorizAxisClothesWasher | 0 |  |  |  |  | 37.95 | 0 | 0 | 0 | 33.71 | 4.24 | 0 |  | kW | 0 | 8.978 | Residential |  | Annual | [5 empty] | 10 | 0.7 |  |  |  | 0 | 2 | 0 | 0 | 0 | 0 | 0 | 0 | 0 | 0 | 0 | 0 | 2009 Qtr 1: 0; 2009 Qtr 2: 0; 2009 Qtr 3: 2; 2009 Qtr 4: 0; 2010 Qtr 1: 0; 2010 Qtr 2: 0; 2010 Qtr 3: 0; 2010 Qtr 4: 0; 2011 Qtr 1: 0; 2011 Qtr 2: 0; 2011 Qtr 3: 0; 2011 Qtr 4: 0 | 2
0 | 348003-Pipe Wrap |  | System | Residential | HorizAxisClothesWasher | 0 |  |  |  |  | 40 | 0 | 0 | 0 | 33.75 | 6.25 | 0 |  | kW | 0 | 8.978 | Residential |  | Annual | [5 empty] | 11 | 0.85 |  |  |  | 0 | 1 | 0 | 0 | 0 | 0 | 0 | 0 | 0 | 0 | 0 | 0 | 2009 Qtr 1: 0; 2009 Qtr 2: 0; 2009 Qtr 3: 1; 2009 Qtr 4: 0; 2010 Qtr 1: 0; 2010 Qtr 2: 0; 2010 Qtr 3: 0; 2010 Qtr 4: 0; 2011 Qtr 1: 0; 2011 Qtr 2: 0; 2011 Qtr 3: 0; 2011 Qtr 4: 0 | 1
0 | 348002-Duct Test and Seal (Gas Only) |  | System | Residential | AC_Cooling | 0 |  |  |  |  | 721.3171 | 0 | 0 | 0 | 644.7805 | 76.5366 | 0 |  | kW | 0 | 35 | Residential |  | Annual | [5 empty] | 18 | 0.78 |  |  |  | 0 | 0.41 | 0 | 0 | 0 | 0 | 0 | 0 | 0 | 0 | 0 | 0 | 2009 Qtr 1: 0; 2009 Qtr 2: 0; 2009 Qtr 3: 0.41; 2009 Qtr 4: 0; 2010 Qtr 1: 0; 2010 Qtr 2: 0; 2010 Qtr 3: 0; 2010 Qtr 4: 0; 2011 Qtr 1: 0; 2011 Qtr 2: 0; 2011 Qtr 3: 0; 2011 Qtr 4: 0 | 0.41
0 | 348004-Faucet Aerator |  | System | Residential | HorizAxisClothesWasher | 0 |  |  |  |  | 12.7 | 0 | 0 | 0 | 10.88 | 1.82 | 0 |  | kW | 0 | 6.733 | Residential |  | Annual | [5 empty] | 10 | 0.85 |  |  |  | 0 | 3 | 0 | 0 | 0 | 0 | 0 | 0 | 0 | 0 | 0 | 0 | 2009 Qtr 1: 0; 2009 Qtr 2: 0; 2009 Qtr 3: 3; 2009 Qtr 4: 0; 2010 Qtr 1: 0; 2010 Qtr 2: 0; 2010 Qtr 3: 0; 2010 Qtr 4: 0; 2011 Qtr 1: 0; 2011 Qtr 2: 0; 2011 Qtr 3: 0; 2011 Qtr 4: 0 | 3
0 | 348005-Low Flow Showerheads |  | System | Residential | HorizAxisClothesWasher | 0 |  |  |  |  | 37.95 | 0 | 0 | 0 | 33.71 | 4.24 | 0 |  | kW | 0 | 8.978 | Residential |  | Annual | [5 empty] | 10 | 0.7 |  |  |  | 0 | 2 | 0 | 0 | 0 | 0 | 0 | 0 | 0 | 0 | 0 | 0 | 2009 Qtr 1: 0; 2009 Qtr 2: 0; 2009 Qtr 3: 2; 2009 Qtr 4: 0; 2010 Qtr 1: 0; 2010 Qtr 2: 0; 2010 Qtr 3: 0; 2010 Qtr 4: 0; 2011 Qtr 1: 0; 2011 Qtr 2: 0; 2011 Qtr 3: 0; 2011 Qtr 4: 0 | 2
0 | 348003-Pipe Wrap |  | System | Residential | HorizAxisClothesWasher | 0 |  |  |  |  | 40 | 0 | 0 | 0 | 33.75 | 6.25 | 0 |  | kW | 0 | 8.978 | Residential |  | Annual | [5 empty] | 11 | 0.85 |  |  |  | 0 | 1 | 0 | 0 | 0 | 0 | 0 | 0 | 0 | 0 | 0 | 0 | 2009 Qtr 1: 0; 2009 Qtr 2: 0; 2009 Qtr 3: 1; 2009 Qtr 4: 0; 2010 Qtr 1: 0; 2010 Qtr 2: 0; 2010 Qtr 3: 0; 2010 Qtr 4: 0; 2011 Qtr 1: 0; 2011 Qtr 2: 0; 2011 Qtr 3: 0; 2011 Qtr 4: 0 | 1
0 | 348002-Duct Test and Seal (Gas Only) |  | System | Residential | AC_Cooling | 0 |  |  |  |  | 721.3171 | 0 | 0 | 0 | 644.7805 | 76.5366 | 0 |  | kW | 0 | 35 | Residential |  | Annual | [5 empty] | 18 | 0.78 |  |  |  | 0 | 0.41 | 0 | 0 | 0 | 0 | 0 | 0 | 0 | 0 | 0 | 0 | 2009 Qtr 1: 0; 2009 Qtr 2: 0; 2009 Qtr 3: 0.41; 2009 Qtr 4: 0; 2010 Qtr 1: 0; 2010 Qtr 2: 0; 2010 Qtr 3: 0; 2010 Qtr 4: 0; 2011 Qtr 1: 0; 2011 Qtr 2: 0; 2011 Qtr 3: 0; 2011 Qtr 4: 0 | 0.41
0 | 348004-Faucet Aerator |  | System | Residential | HorizAxisClothesWasher | 0 |  |  |  |  | 12.7 | 0 | 0 | 0 | 10.88 | 1.82 | 0 |  | kW | 0 | 6.733 | Residential |  | Annual | [5 empty] | 10 | 0.85 |  |  |  | 0 | 1 | 0 | 0 | 0 | 0 | 0 | 0 | 0 | 0 | 0 | 0 | 2009 Qtr 1: 0; 2009 Qtr 2: 0; 2009 Qtr 3: 1; 2009 Qtr 4: 0; 2010 Qtr 1: 0; 2010 Qtr 2: 0; 2010 Qtr 3: 0; 2010 Qtr 4: 0; 2011 Qtr 1: 0; 2011 Qtr 2: 0; 2011 Qtr 3: 0; 2011 Qtr 4: 0 | 1
0 | 348002-Duct Test and Seal (Gas Only) |  | System | Residential | AC_Cooling | 0 |  |  |  |  | 721.3171 | 0 | 0 | 0 | 644.7805 | 76.5366 | 0 |  | kW | 0 | 35 | Residential |  | Annual | [5 empty] | 18 | 0.78 |  |  |  | 0 | 0.41 | 0 | 0 | 0 | 0 | 0 | 0 | 0 | 0 | 0 | 0 | 2009 Qtr 1: 0; 2009 Qtr 2: 0; 2009 Qtr 3: 0.41; 2009 Qtr 4: 0; 2010 Qtr 1: 0; 2010 Qtr 2: 0; 2010 Qtr 3: 0; 2010 Qtr 4: 0; 2011 Qtr 1: 0; 2011 Qtr 2: 0; 2011 Qtr 3: 0; 2011 Qtr 4: 0 | 0.41
0 | 348004-Faucet Aerator |  | System | Residential | HorizAxisClothesWasher | 0 |  |  |  |  | 12.7 | 0 | 0 | 0 | 10.88 | 1.82 | 0 |  | kW | 0 | 6.733 | Residential |  | Annual | [5 empty] | 10 | 0.85 |  |  |  | 0 | 2 | 0 | 0 | 0 | 0 | 0 | 0 | 0 | 0 | 0 | 0 | 2009 Qtr 1: 0; 2009 Qtr 2: 0; 2009 Qtr 3: 2; 2009 Qtr 4: 0; 2010 Qtr 1: 0; 2010 Qtr 2: 0; 2010 Qtr 3: 0; 2010 Qtr 4: 0; 2011 Qtr 1: 0; 2011 Qtr 2: 0; 2011 Qtr 3: 0; 2011 Qtr 4: 0 | 2
0 | 348005-Low Flow Showerheads |  | System | Residential | HorizAxisClothesWasher | 0 |  |  |  |  | 37.95 | 0 | 0 | 0 | 33.71 | 4.24 | 0 |  | kW | 0 | 8.978 | Residential |  | Annual | [5 empty] | 10 | 0.7 |  |  |  | 0 | 1 | 0 | 0 | 0 | 0 | 0 | 0 | 0 | 0 | 0 | 0 | 2009 Qtr 1: 0; 2009 Qtr 2: 0; 2009 Qtr 3: 1; 2009 Qtr 4: 0; 2010 Qtr 1: 0; 2010 Qtr 2: 0; 2010 Qtr 3: 0; 2010 Qtr 4: 0; 2011 Qtr 1: 0; 2011 Qtr 2: 0; 2011 Qtr 3: 0; 2011 Qtr 4: 0 | 1
0 | 348003-Pipe Wrap |  | System | Residential | HorizAxisClothesWasher | 0 |  |  |  |  | 40 | 0 | 0 | 0 | 33.75 | 6.25 | 0 |  | kW | 0 | 8.978 | Residential |  | Annual | [5 empty] | 11 | 0.85 |  |  |  | 0 | 1 | 0 | 0 | 0 | 0 | 0 | 0 | 0 | 0 | 0 | 0 | 2009 Qtr 1: 0; 2009 Qtr 2: 0; 2009 Qtr 3: 1; 2009 Qtr 4: 0; 2010 Qtr 1: 0; 2010 Qtr 2: 0; 2010 Qtr 3: 0; 2010 Qtr 4: 0; 2011 Qtr 1: 0; 2011 Qtr 2: 0; 2011 Qtr 3: 0; 2011 Qtr 4: 0 | 1
0 | 348002-Duct Test and Seal (Gas Only) |  | System | Residential | AC_Cooling | 0 |  |  |  |  | 721.3171 | 0 | 0 | 0 | 644.7805 | 76.5366 | 0 |  | kW | 0 | 35 | Residential |  | Annual | [5 empty] | 18 | 0.78 |  |  |  | 0 | 0.41 | 0 | 0 | 0 | 0 | 0 | 0 | 0 | 0 | 0 | 0 | 2009 Qtr 1: 0; 2009 Qtr 2: 0; 2009 Qtr 3: 0.41; 2009 Qtr 4: 0; 2010 Qtr 1: 0; 2010 Qtr 2: 0; 2010 Qtr 3: 0; 2010 Qtr 4: 0; 2011 Qtr 1: 0; 2011 Qtr 2: 0; 2011 Qtr 3: 0; 2011 Qtr 4: 0 | 0.41
0 | 348002-Duct Test and Seal (Gas Only) |  | System | Residential | AC_Cooling | 0 |  |  |  |  | 721.3171 | 0 | 0 | 0 | 644.7805 | 76.5366 | 0 |  | kW | 0 | 35 | Residential |  | Annual | [5 empty] | 18 | 0.78 |  |  |  | 0 | 0.41 | 0 | 0 | 0 | 0 | 0 | 0 | 0 | 0 | 0 | 0 | 2009 Qtr 1: 0; 2009 Qtr 2: 0; 2009 Qtr 3: 0.41; 2009 Qtr 4: 0; 2010 Qtr 1: 0; 2010 Qtr 2: 0; 2010 Qtr 3: 0; 2010 Qtr 4: 0; 2011 Qtr 1: 0; 2011 Qtr 2: 0; 2011 Qtr 3: 0; 2011 Qtr 4: 0 | 0.41
0 | 348002-Duct Test and Seal (Gas Only) |  | System | Residential | AC_Cooling | 0 |  |  |  |  | 721.3171 | 0 | 0 | 0 | 644.7805 | 76.5366 | 0 |  | kW | 0 | 35 | Residential |  | Annual | [5 empty] | 18 | 0.78 |  |  |  | 0 | 0.41 | 0 | 0 | 0 | 0 | 0 | 0 | 0 | 0 | 0 | 0 | 2009 Qtr 1: 0; 2009 Qtr 2: 0; 2009 Qtr 3: 0.41; 2009 Qtr 4: 0; 2010 Qtr 1: 0; 2010 Qtr 2: 0; 2010 Qtr 3: 0; 2010 Qtr 4: 0; 2011 Qtr 1: 0; 2011 Qtr 2: 0; 2011 Qtr 3: 0; 2011 Qtr 4: 0 | 0.41
0 | 348004-Faucet Aerator |  | System | Residential | HorizAxisClothesWasher | 0 |  |  |  |  | 12.7 | 0 | 0 | 0 | 10.88 | 1.82 | 0 |  | kW | 0 | 6.733 | Residential |  | Annual | [5 empty] | 10 | 0.85 |  |  |  | 0 | 4 | 0 | 0 | 0 | 0 | 0 | 0 | 0 | 0 | 0 | 0 | 2009 Qtr 1: 0; 2009 Qtr 2: 0; 2009 Qtr 3: 4; 2009 Qtr 4: 0; 2010 Qtr 1: 0; 2010 Qtr 2: 0; 2010 Qtr 3: 0; 2010 Qtr 4: 0; 2011 Qtr 1: 0; 2011 Qtr 2: 0; 2011 Qtr 3: 0; 2011 Qtr 4: 0 | 4
0 | 348005-Low Flow Showerheads |  | System | Residential | HorizAxisClothesWasher | 0 |  |  |  |  | 37.95 | 0 | 0 | 0 | 33.71 | 4.24 | 0 |  | kW | 0 | 8.978 | Residential |  | Annual | [5 empty] | 10 | 0.7 |  |  |  | 0 | 2 | 0 | 0 | 0 | 0 | 0 | 0 | 0 | 0 | 0 | 0 | 2009 Qtr 1: 0; 2009 Qtr 2: 0; 2009 Qtr 3: 2; 2009 Qtr 4: 0; 2010 Qtr 1: 0; 2010 Qtr 2: 0; 2010 Qtr 3: 0; 2010 Qtr 4: 0; 2011 Qtr 1: 0; 2011 Qtr 2: 0; 2011 Qtr 3: 0; 2011 Qtr 4: 0 | 2
0 | 348003-Pipe Wrap |  | System | Residential | HorizAxisClothesWasher | 0 |  |  |  |  | 40 | 0 | 0 | 0 | 33.75 | 6.25 | 0 |  | kW | 0 | 8.978 | Residential |  | Annual | [5 empty] | 11 | 0.85 |  |  |  | 0 | 1 | 0 | 0 | 0 | 0 | 0 | 0 | 0 | 0 | 0 | 0 | 2009 Qtr 1: 0; 2009 Qtr 2: 0; 2009 Qtr 3: 1; 2009 Qtr 4: 0; 2010 Qtr 1: 0; 2010 Qtr 2: 0; 2010 Qtr 3: 0; 2010 Qtr 4: 0; 2011 Qtr 1: 0; 2011 Qtr 2: 0; 2011 Qtr 3: 0; 2011 Qtr 4: 0 | 1
0 | 348002-Duct Test and Seal (Gas Only) |  | System | Residential | AC_Cooling | 0 |  |  |  |  | 721.3171 | 0 | 0 | 0 | 644.7805 | 76.5366 | 0 |  | kW | 0 | 35 | Residential |  | Annual | [5 empty] | 18 | 0.78 |  |  |  | 0 | 0.41 | 0 | 0 | 0 | 0 | 0 | 0 | 0 | 0 | 0 | 0 | 2009 Qtr 1: 0; 2009 Qtr 2: 0; 2009 Qtr 3: 0.41; 2009 Qtr 4: 0; 2010 Qtr 1: 0; 2010 Qtr 2: 0; 2010 Qtr 3: 0; 2010 Qtr 4: 0; 2011 Qtr 1: 0; 2011 Qtr 2: 0; 2011 Qtr 3: 0; 2011 Qtr 4: 0 | 0.41
0 | 348004-Faucet Aerator |  | System | Residential | HorizAxisClothesWasher | 0 |  |  |  |  | 12.7 | 0 | 0 | 0 | 10.88 | 1.82 | 0 |  | kW | 0 | 6.733 | Residential |  | Annual | [5 empty] | 10 | 0.85 |  |  |  | 0 | 3 | 0 | 0 | 0 | 0 | 0 | 0 | 0 | 0 | 0 | 0 | 2009 Qtr 1: 0; 2009 Qtr 2: 0; 2009 Qtr 3: 3; 2009 Qtr 4: 0; 2010 Qtr 1: 0; 2010 Qtr 2: 0; 2010 Qtr 3: 0; 2010 Qtr 4: 0; 2011 Qtr 1: 0; 2011 Qtr 2: 0; 2011 Qtr 3: 0; 2011 Qtr 4: 0 | 3
0 | 348005-Low Flow Showerheads |  | System | Residential | HorizAxisClothesWasher | 0 |  |  |  |  | 37.95 | 0 | 0 | 0 | 33.71 | 4.24 | 0 |  | kW | 0 | 8.978 | Residential |  | Annual | [5 empty] | 10 | 0.7 |  |  |  | 0 | 1 | 0 | 0 | 0 | 0 | 0 | 0 | 0 | 0 | 0 | 0 | 2009 Qtr 1: 0; 2009 Qtr 2: 0; 2009 Qtr 3: 1; 2009 Qtr 4: 0; 2010 Qtr 1: 0; 2010 Qtr 2: 0; 2010 Qtr 3: 0; 2010 Qtr 4: 0; 2011 Qtr 1: 0; 2011 Qtr 2: 0; 2011 Qtr 3: 0; 2011 Qtr 4: 0 | 1
0 | 348003-Pipe Wrap |  | System | Residential | HorizAxisClothesWasher | 0 |  |  |  |  | 40 | 0 | 0 | 0 | 33.75 | 6.25 | 0 |  | kW | 0 | 8.978 | Residential |  | Annual | [5 empty] | 11 | 0.85 |  |  |  | 0 | 1 | 0 | 0 | 0 | 0 | 0 | 0 | 0 | 0 | 0 | 0 | 2009 Qtr 1: 0; 2009 Qtr 2: 0; 2009 Qtr 3: 1; 2009 Qtr 4: 0; 2010 Qtr 1: 0; 2010 Qtr 2: 0; 2010 Qtr 3: 0; 2010 Qtr 4: 0; 2011 Qtr 1: 0; 2011 Qtr 2: 0; 2011 Qtr 3: 0; 2011 Qtr 4: 0 | 1
0 | 348002-Duct Test and Seal (Gas Only) |  | System | Residential | AC_Cooling | 0 |  |  |  |  | 721.3171 | 0 | 0 | 0 | 644.7805 | 76.5366 | 0 |  | kW | 0 | 35 | Residential |  | Annual | [5 empty] | 18 | 0.78 |  |  |  | 0 | 0.41 | 0 | 0 | 0 | 0 | 0 | 0 | 0 | 0 | 0 | 0 | 2009 Qtr 1: 0; 2009 Qtr 2: 0; 2009 Qtr 3: 0.41; 2009 Qtr 4: 0; 2010 Qtr 1: 0; 2010 Qtr 2: 0; 2010 Qtr 3: 0; 2010 Qtr 4: 0; 2011 Qtr 1: 0; 2011 Qtr 2: 0; 2011 Qtr 3: 0; 2011 Qtr 4: 0 | 0.41
0 | 348004-Faucet Aerator |  | System | Residential | HorizAxisClothesWasher | 0 |  |  |  |  | 12.7 | 0 | 0 | 0 | 10.88 | 1.82 | 0 |  | kW | 0 | 6.733 | Residential |  | Annual | [5 empty] | 10 | 0.85 |  |  |  | 0 | 3 | 0 | 0 | 0 | 0 | 0 | 0 | 0 | 0 | 0 | 0 | 2009 Qtr 1: 0; 2009 Qtr 2: 0; 2009 Qtr 3: 3; 2009 Qtr 4: 0; 2010 Qtr 1: 0; 2010 Qtr 2: 0; 2010 Qtr 3: 0; 2010 Qtr 4: 0; 2011 Qtr 1: 0; 2011 Qtr 2: 0; 2011 Qtr 3: 0; 2011 Qtr 4: 0 | 3
0 | 348005-Low Flow Showerheads |  | System | Residential | HorizAxisClothesWasher | 0 |  |  |  |  | 37.95 | 0 | 0 | 0 | 33.71 | 4.24 | 0 |  | kW | 0 | 8.978 | Residential |  | Annual | [5 empty] | 10 | 0.7 |  |  |  | 0 | 1 | 0 | 0 | 0 | 0 | 0 | 0 | 0 | 0 | 0 | 0 | 2009 Qtr 1: 0; 2009 Qtr 2: 0; 2009 Qtr 3: 1; 2009 Qtr 4: 0; 2010 Qtr 1: 0; 2010 Qtr 2: 0; 2010 Qtr 3: 0; 2010 Qtr 4: 0; 2011 Qtr 1: 0; 2011 Qtr 2: 0; 2011 Qtr 3: 0; 2011 Qtr 4: 0 | 1
0 | 348003-Pipe Wrap |  | System | Residential | HorizAxisClothesWasher | 0 |  |  |  |  | 40 | 0 | 0 | 0 | 33.75 | 6.25 | 0 |  | kW | 0 | 8.978 | Residential |  | Annual | [5 empty] | 11 | 0.85 |  |  |  | 0 | 1 | 0 | 0 | 0 | 0 | 0 | 0 | 0 | 0 | 0 | 0 | 2009 Qtr 1: 0; 2009 Qtr 2: 0; 2009 Qtr 3: 1; 2009 Qtr 4: 0; 2010 Qtr 1: 0; 2010 Qtr 2: 0; 2010 Qtr 3: 0; 2010 Qtr 4: 0; 2011 Qtr 1: 0; 2011 Qtr 2: 0; 2011 Qtr 3: 0; 2011 Qtr 4: 0 | 1
0 | 348002-Duct Test and Seal (Gas Only) |  | System | Residential | AC_Cooling | 0 |  |  |  |  | 721.3171 | 0 | 0 | 0 | 644.7805 | 76.5366 | 0 |  | kW | 0 | 35 | Residential |  | Annual | [5 empty] | 18 | 0.78 |  |  |  | 0 | 0.41 | 0 | 0 | 0 | 0 | 0 | 0 | 0 | 0 | 0 | 0 | 2009 Qtr 1: 0; 2009 Qtr 2: 0; 2009 Qtr 3: 0.41; 2009 Qtr 4: 0; 2010 Qtr 1: 0; 2010 Qtr 2: 0; 2010 Qtr 3: 0; 2010 Qtr 4: 0; 2011 Qtr 1: 0; 2011 Qtr 2: 0; 2011 Qtr 3: 0; 2011 Qtr 4: 0 | 0.41
0 | 348004-Faucet Aerator |  | System | Residential | HorizAxisClothesWasher | 0 |  |  |  |  | 12.7 | 0 | 0 | 0 | 10.88 | 1.82 | 0 |  | kW | 0 | 6.733 | Residential |  | Annual | [5 empty] | 10 | 0.85 |  |  |  | 0 | 3 | 0 | 0 | 0 | 0 | 0 | 0 | 0 | 0 | 0 | 0 | 2009 Qtr 1: 0; 2009 Qtr 2: 0; 2009 Qtr 3: 3; 2009 Qtr 4: 0; 2010 Qtr 1: 0; 2010 Qtr 2: 0; 2010 Qtr 3: 0; 2010 Qtr 4: 0; 2011 Qtr 1: 0; 2011 Qtr 2: 0; 2011 Qtr 3: 0; 2011 Qtr 4: 0 | 3
0 | 348005-Low Flow Showerheads |  | System | Residential | HorizAxisClothesWasher | 0 |  |  |  |  | 37.95 | 0 | 0 | 0 | 33.71 | 4.24 | 0 |  | kW | 0 | 8.978 | Residential |  | Annual | [5 empty] | 10 | 0.7 |  |  |  | 0 | 1 | 0 | 0 | 0 | 0 | 0 | 0 | 0 | 0 | 0 | 0 | 2009 Qtr 1: 0; 2009 Qtr 2: 0; 2009 Qtr 3: 1; 2009 Qtr 4: 0; 2010 Qtr 1: 0; 2010 Qtr 2: 0; 2010 Qtr 3: 0; 2010 Qtr 4: 0; 2011 Qtr 1: 0; 2011 Qtr 2: 0; 2011 Qtr 3: 0; 2011 Qtr 4: 0 | 1
0 | 348002-Duct Test and Seal (Gas Only) |  | System | Residential | AC_Cooling | 0 |  |  |  |  | 721.3171 | 0 | 0 | 0 | 644.7805 | 76.5366 | 0 |  | kW | 0 | 35 | Residential |  | Annual | [5 empty] | 18 | 0.78 |  |  |  | 0 | 0.41 | 0 | 0 | 0 | 0 | 0 | 0 | 0 | 0 | 0 | 0 | 2009 Qtr 1: 0; 2009 Qtr 2: 0; 2009 Qtr 3: 0.41; 2009 Qtr 4: 0; 2010 Qtr 1: 0; 2010 Qtr 2: 0; 2010 Qtr 3: 0; 2010 Qtr 4: 0; 2011 Qtr 1: 0; 2011 Qtr 2: 0; 2011 Qtr 3: 0; 2011 Qtr 4: 0 | 0.41
0 | 348005-Low Flow Showerheads |  | System | Residential | HorizAxisClothesWasher | 0 |  |  |  |  | 37.95 | 0 | 0 | 0 | 33.71 | 4.24 | 0 |  | kW | 0 | 8.978 | Residential |  | Annual | [5 empty] | 10 | 0.7 |  |  |  | 0 | 1 | 0 | 0 | 0 | 0 | 0 | 0 | 0 | 0 | 0 | 0 | 2009 Qtr 1: 0; 2009 Qtr 2: 0; 2009 Qtr 3: 1; 2009 Qtr 4: 0; 2010 Qtr 1: 0; 2010 Qtr 2: 0; 2010 Qtr 3: 0; 2010 Qtr 4: 0; 2011 Qtr 1: 0; 2011 Qtr 2: 0; 2011 Qtr 3: 0; 2011 Qtr 4: 0 | 1
0 | 348003-Pipe Wrap |  | System | Residential | HorizAxisClothesWasher | 0 |  |  |  |  | 40 | 0 | 0 | 0 | 33.75 | 6.25 | 0 |  | kW | 0 | 8.978 | Residential |  | Annual | [5 empty] | 11 | 0.85 |  |  |  | 0 | 1 | 0 | 0 | 0 | 0 | 0 | 0 | 0 | 0 | 0 | 0 | 2009 Qtr 1: 0; 2009 Qtr 2: 0; 2009 Qtr 3: 1; 2009 Qtr 4: 0; 2010 Qtr 1: 0; 2010 Qtr 2: 0; 2010 Qtr 3: 0; 2010 Qtr 4: 0; 2011 Qtr 1: 0; 2011 Qtr 2: 0; 2011 Qtr 3: 0; 2011 Qtr 4: 0 | 1
0 | 348002-Duct Test and Seal (Gas Only) |  | System | Residential | AC_Cooling | 0 |  |  |  |  | 721.3171 | 0 | 0 | 0 | 644.7805 | 76.5366 | 0 |  | kW | 0 | 35 | Residential |  | Annual | [5 empty] | 18 | 0.78 |  |  |  | 0 | 0.41 | 0 | 0 | 0 | 0 | 0 | 0 | 0 | 0 | 0 | 0 | 2009 Qtr 1: 0; 2009 Qtr 2: 0; 2009 Qtr 3: 0.41; 2009 Qtr 4: 0; 2010 Qtr 1: 0; 2010 Qtr 2: 0; 2010 Qtr 3: 0; 2010 Qtr 4: 0; 2011 Qtr 1: 0; 2011 Qtr 2: 0; 2011 Qtr 3: 0; 2011 Qtr 4: 0 | 0.41
0 | 348004-Faucet Aerator |  | System | Residential | HorizAxisClothesWasher | 0 |  |  |  |  | 12.7 | 0 | 0 | 0 | 10.88 | 1.82 | 0 |  | kW | 0 | 6.733 | Residential |  | Annual | [5 empty] | 10 | 0.85 |  |  |  | 0 | 1 | 0 | 0 | 0 | 0 | 0 | 0 | 0 | 0 | 0 | 0 | 2009 Qtr 1: 0; 2009 Qtr 2: 0; 2009 Qtr 3: 1; 2009 Qtr 4: 0; 2010 Qtr 1: 0; 2010 Qtr 2: 0; 2010 Qtr 3: 0; 2010 Qtr 4: 0; 2011 Qtr 1: 0; 2011 Qtr 2: 0; 2011 Qtr 3: 0; 2011 Qtr 4: 0 | 1
0 | 348003-Pipe Wrap |  | System | Residential | HorizAxisClothesWasher | 0 |  |  |  |  | 40 | 0 | 0 | 0 | 33.75 | 6.25 | 0 |  | kW | 0 | 8.978 | Residential |  | Annual | [5 empty] | 11 | 0.85 |  |  |  | 0 | 1 | 0 | 0 | 0 | 0 | 0 | 0 | 0 | 0 | 0 | 0 | 2009 Qtr 1: 0; 2009 Qtr 2: 0; 2009 Qtr 3: 1; 2009 Qtr 4: 0; 2010 Qtr 1: 0; 2010 Qtr 2: 0; 2010 Qtr 3: 0; 2010 Qtr 4: 0; 2011 Qtr 1: 0; 2011 Qtr 2: 0; 2011 Qtr 3: 0; 2011 Qtr 4: 0 | 1
0 | 348002-Duct Test and Seal (Gas Only) |  | System | Residential | AC_Cooling | 0 |  |  |  |  | 721.3171 | 0 | 0 | 0 | 644.7805 | 76.5366 | 0 |  | kW | 0 | 35 | Residential |  | Annual | [5 empty] | 18 | 0.78 |  |  |  | 0 | 0.41 | 0 | 0 | 0 | 0 | 0 | 0 | 0 | 0 | 0 | 0 | 2009 Qtr 1: 0; 2009 Qtr 2: 0; 2009 Qtr 3: 0.41; 2009 Qtr 4: 0; 2010 Qtr 1: 0; 2010 Qtr 2: 0; 2010 Qtr 3: 0; 2010 Qtr 4: 0; 2011 Qtr 1: 0; 2011 Qtr 2: 0; 2011 Qtr 3: 0; 2011 Qtr 4: 0 | 0.41
0 | 348004-Faucet Aerator |  | System | Residential | HorizAxisClothesWasher | 0 |  |  |  |  | 12.7 | 0 | 0 | 0 | 10.88 | 1.82 | 0 |  | kW | 0 | 6.733 | Residential |  | Annual | [5 empty] | 10 | 0.85 |  |  |  | 0 | 2 | 0 | 0 | 0 | 0 | 0 | 0 | 0 | 0 | 0 | 0 | 2009 Qtr 1: 0; 2009 Qtr 2: 0; 2009 Qtr 3: 2; 2009 Qtr 4: 0; 2010 Qtr 1: 0; 2010 Qtr 2: 0; 2010 Qtr 3: 0; 2010 Qtr 4: 0; 2011 Qtr 1: 0; 2011 Qtr 2: 0; 2011 Qtr 3: 0; 2011 Qtr 4: 0 | 2
0 | 348005-Low Flow Showerheads |  | System | Residential | HorizAxisClothesWasher | 0 |  |  |  |  | 37.95 | 0 | 0 | 0 | 33.71 | 4.24 | 0 |  | kW | 0 | 8.978 | Residential |  | Annual | [5 empty] | 10 | 0.7 |  |  |  | 0 | 1 | 0 | 0 | 0 | 0 | 0 | 0 | 0 | 0 | 0 | 0 | 2009 Qtr 1: 0; 2009 Qtr 2: 0; 2009 Qtr 3: 1; 2009 Qtr 4: 0; 2010 Qtr 1: 0; 2010 Qtr 2: 0; 2010 Qtr 3: 0; 2010 Qtr 4: 0; 2011 Qtr 1: 0; 2011 Qtr 2: 0; 2011 Qtr 3: 0; 2011 Qtr 4: 0 | 1
0 | 348002-Duct Test and Seal (Gas Only) |  | System | Residential | AC_Cooling | 0 |  |  |  |  | 721.3171 | 0 | 0 | 0 | 644.7805 | 76.5366 | 0 |  | kW | 0 | 35 | Residential |  | Annual | [5 empty] | 18 | 0.78 |  |  |  | 0 | 0.41 | 0 | 0 | 0 | 0 | 0 | 0 | 0 | 0 | 0 | 0 | 2009 Qtr 1: 0; 2009 Qtr 2: 0; 2009 Qtr 3: 0.41; 2009 Qtr 4: 0; 2010 Qtr 1: 0; 2010 Qtr 2: 0; 2010 Qtr 3: 0; 2010 Qtr 4: 0; 2011 Qtr 1: 0; 2011 Qtr 2: 0; 2011 Qtr 3: 0; 2011 Qtr 4: 0 | 0.41
0 | 348004-Faucet Aerator |  | System | Residential | HorizAxisClothesWasher | 0 |  |  |  |  | 12.7 | 0 | 0 | 0 | 10.88 | 1.82 | 0 |  | kW | 0 | 6.733 | Residential |  | Annual | [5 empty] | 10 | 0.85 |  |  |  | 0 | 3 | 0 | 0 | 0 | 0 | 0 | 0 | 0 | 0 | 0 | 0 | 2009 Qtr 1: 0; 2009 Qtr 2: 0; 2009 Qtr 3: 3; 2009 Qtr 4: 0; 2010 Qtr 1: 0; 2010 Qtr 2: 0; 2010 Qtr 3: 0; 2010 Qtr 4: 0; 2011 Qtr 1: 0; 2011 Qtr 2: 0; 2011 Qtr 3: 0; 2011 Qtr 4: 0 | 3
0 | 348003-Pipe Wrap |  | System | Residential | HorizAxisClothesWasher | 0 |  |  |  |  | 40 | 0 | 0 | 0 | 33.75 | 6.25 | 0 |  | kW | 0 | 8.978 | Residential |  | Annual | [5 empty] | 11 | 0.85 |  |  |  | 0 | 1 | 0 | 0 | 0 | 0 | 0 | 0 | 0 | 0 | 0 | 0 | 2009 Qtr 1: 0; 2009 Qtr 2: 0; 2009 Qtr 3: 1; 2009 Qtr 4: 0; 2010 Qtr 1: 0; 2010 Qtr 2: 0; 2010 Qtr 3: 0; 2010 Qtr 4: 0; 2011 Qtr 1: 0; 2011 Qtr 2: 0; 2011 Qtr 3: 0; 2011 Qtr 4: 0 | 1
0 | 348002-Duct Test and Seal (Gas Only) |  | System | Residential | AC_Cooling | 0 |  |  |  |  | 721.3171 | 0 | 0 | 0 | 644.7805 | 76.5366 | 0 |  | kW | 0 | 35 | Residential |  | Annual | [5 empty] | 18 | 0.78 |  |  |  | 0 | 0.41 | 0 | 0 | 0 | 0 | 0 | 0 | 0 | 0 | 0 | 0 | 2009 Qtr 1: 0; 2009 Qtr 2: 0; 2009 Qtr 3: 0.41; 2009 Qtr 4: 0; 2010 Qtr 1: 0; 2010 Qtr 2: 0; 2010 Qtr 3: 0; 2010 Qtr 4: 0; 2011 Qtr 1: 0; 2011 Qtr 2: 0; 2011 Qtr 3: 0; 2011 Qtr 4: 0 | 0.41
0 | 348004-Faucet Aerator |  | System | Residential | HorizAxisClothesWasher | 0 |  |  |  |  | 12.7 | 0 | 0 | 0 | 10.88 | 1.82 | 0 |  | kW | 0 | 6.733 | Residential |  | Annual | [5 empty] | 10 | 0.85 |  |  |  | 0 | 2 | 0 | 0 | 0 | 0 | 0 | 0 | 0 | 0 | 0 | 0 | 2009 Qtr 1: 0; 2009 Qtr 2: 0; 2009 Qtr 3: 2; 2009 Qtr 4: 0; 2010 Qtr 1: 0; 2010 Qtr 2: 0; 2010 Qtr 3: 0; 2010 Qtr 4: 0; 2011 Qtr 1: 0; 2011 Qtr 2: 0; 2011 Qtr 3: 0; 2011 Qtr 4: 0 | 2
0 | 348005-Low Flow Showerheads |  | System | Residential | HorizAxisClothesWasher | 0 |  |  |  |  | 37.95 | 0 | 0 | 0 | 33.71 | 4.24 | 0 |  | kW | 0 | 8.978 | Residential |  | Annual | [5 empty] | 10 | 0.7 |  |  |  | 0 | 1 | 0 | 0 | 0 | 0 | 0 | 0 | 0 | 0 | 0 | 0 | 2009 Qtr 1: 0; 2009 Qtr 2: 0; 2009 Qtr 3: 1; 2009 Qtr 4: 0; 2010 Qtr 1: 0; 2010 Qtr 2: 0; 2010 Qtr 3: 0; 2010 Qtr 4: 0; 2011 Qtr 1: 0; 2011 Qtr 2: 0; 2011 Qtr 3: 0; 2011 Qtr 4: 0 | 1
0 | 348002-Duct Test and Seal (Gas Only) |  | System | Residential | AC_Cooling | 0 |  |  |  |  | 721.3171 | 0 | 0 | 0 | 644.7805 | 76.5366 | 0 |  | kW | 0 | 35 | Residential |  | Annual | [5 empty] | 18 | 0.78 |  |  |  | 0 | 0.41 | 0 | 0 | 0 | 0 | 0 | 0 | 0 | 0 | 0 | 0 | 2009 Qtr 1: 0; 2009 Qtr 2: 0; 2009 Qtr 3: 0.41; 2009 Qtr 4: 0; 2010 Qtr 1: 0; 2010 Qtr 2: 0; 2010 Qtr 3: 0; 2010 Qtr 4: 0; 2011 Qtr 1: 0; 2011 Qtr 2: 0; 2011 Qtr 3: 0; 2011 Qtr 4: 0 | 0.41
0 | 348004-Faucet Aerator |  | System | Residential | HorizAxisClothesWasher | 0 |  |  |  |  | 12.7 | 0 | 0 | 0 | 10.88 | 1.82 | 0 |  | kW | 0 | 6.733 | Residential |  | Annual | [5 empty] | 10 | 0.85 |  |  |  | 0 | 2 | 0 | 0 | 0 | 0 | 0 | 0 | 0 | 0 | 0 | 0 | 2009 Qtr 1: 0; 2009 Qtr 2: 0; 2009 Qtr 3: 2; 2009 Qtr 4: 0; 2010 Qtr 1: 0; 2010 Qtr 2: 0; 2010 Qtr 3: 0; 2010 Qtr 4: 0; 2011 Qtr 1: 0; 2011 Qtr 2: 0; 2011 Qtr 3: 0; 2011 Qtr 4: 0 | 2
0 | 348005-Low Flow Showerheads |  | System | Residential | HorizAxisClothesWasher | 0 |  |  |  |  | 37.95 | 0 | 0 | 0 | 33.71 | 4.24 | 0 |  | kW | 0 | 8.978 | Residential |  | Annual | [5 empty] | 10 | 0.7 |  |  |  | 0 | 1 | 0 | 0 | 0 | 0 | 0 | 0 | 0 | 0 | 0 | 0 | 2009 Qtr 1: 0; 2009 Qtr 2: 0; 2009 Qtr 3: 1; 2009 Qtr 4: 0; 2010 Qtr 1: 0; 2010 Qtr 2: 0; 2010 Qtr 3: 0; 2010 Qtr 4: 0; 2011 Qtr 1: 0; 2011 Qtr 2: 0; 2011 Qtr 3: 0; 2011 Qtr 4: 0 | 1
0 | 348003-Pipe Wrap |  | System | Residential | HorizAxisClothesWasher | 0 |  |  |  |  | 40 | 0 | 0 | 0 | 33.75 | 6.25 | 0 |  | kW | 0 | 8.978 | Residential |  | Annual | [5 empty] | 11 | 0.85 |  |  |  | 0 | 1 | 0 | 0 | 0 | 0 | 0 | 0 | 0 | 0 | 0 | 0 | 2009 Qtr 1: 0; 2009 Qtr 2: 0; 2009 Qtr 3: 1; 2009 Qtr 4: 0; 2010 Qtr 1: 0; 2010 Qtr 2: 0; 2010 Qtr 3: 0; 2010 Qtr 4: 0; 2011 Qtr 1: 0; 2011 Qtr 2: 0; 2011 Qtr 3: 0; 2011 Qtr 4: 0 | 1
0 | 348002-Duct Test and Seal (Gas Only) |  | System | Residential | AC_Cooling | 0 |  |  |  |  | 721.3171 | 0 | 0 | 0 | 644.7805 | 76.5366 | 0 |  | kW | 0 | 35 | Residential |  | Annual | [5 empty] | 18 | 0.78 |  |  |  | 0 | 0.41 | 0 | 0 | 0 | 0 | 0 | 0 | 0 | 0 | 0 | 0 | 2009 Qtr 1: 0; 2009 Qtr 2: 0; 2009 Qtr 3: 0.41; 2009 Qtr 4: 0; 2010 Qtr 1: 0; 2010 Qtr 2: 0; 2010 Qtr 3: 0; 2010 Qtr 4: 0; 2011 Qtr 1: 0; 2011 Qtr 2: 0; 2011 Qtr 3: 0; 2011 Qtr 4: 0 | 0.41
0 | 348004-Faucet Aerator |  | System | Residential | HorizAxisClothesWasher | 0 |  |  |  |  | 12.7 | 0 | 0 | 0 | 10.88 | 1.82 | 0 |  | kW | 0 | 6.733 | Residential |  | Annual | [5 empty] | 10 | 0.85 |  |  |  | 0 | 2 | 0 | 0 | 0 | 0 | 0 | 0 | 0 | 0 | 0 | 0 | 2009 Qtr 1: 0; 2009 Qtr 2: 0; 2009 Qtr 3: 2; 2009 Qtr 4: 0; 2010 Qtr 1: 0; 2010 Qtr 2: 0; 2010 Qtr 3: 0; 2010 Qtr 4: 0; 2011 Qtr 1: 0; 2011 Qtr 2: 0; 2011 Qtr 3: 0; 2011 Qtr 4: 0 | 2
0 | 348002-Duct Test and Seal (Gas Only) |  | System | Residential | AC_Cooling | 0 |  |  |  |  | 721.3171 | 0 | 0 | 0 | 644.7805 | 76.5366 | 0 |  | kW | 0 | 35 | Residential |  | Annual | [5 empty] | 18 | 0.78 |  |  |  | 0 | 0.41 | 0 | 0 | 0 | 0 | 0 | 0 | 0 | 0 | 0 | 0 | 2009 Qtr 1: 0; 2009 Qtr 2: 0; 2009 Qtr 3: 0.41; 2009 Qtr 4: 0; 2010 Qtr 1: 0; 2010 Qtr 2: 0; 2010 Qtr 3: 0; 2010 Qtr 4: 0; 2011 Qtr 1: 0; 2011 Qtr 2: 0; 2011 Qtr 3: 0; 2011 Qtr 4: 0 | 0.41
0 | 348004-Faucet Aerator |  | System | Residential | HorizAxisClothesWasher | 0 |  |  |  |  | 12.7 | 0 | 0 | 0 | 10.88 | 1.82 | 0 |  | kW | 0 | 6.733 | Residential |  | Annual | [5 empty] | 10 | 0.85 |  |  |  | 0 | 2 | 0 | 0 | 0 | 0 | 0 | 0 | 0 | 0 | 0 | 0 | 2009 Qtr 1: 0; 2009 Qtr 2: 0; 2009 Qtr 3: 2; 2009 Qtr 4: 0; 2010 Qtr 1: 0; 2010 Qtr 2: 0; 2010 Qtr 3: 0; 2010 Qtr 4: 0; 2011 Qtr 1: 0; 2011 Qtr 2: 0; 2011 Qtr 3: 0; 2011 Qtr 4: 0 | 2
0 | 348005-Low Flow Showerheads |  | System | Residential | HorizAxisClothesWasher | 0 |  |  |  |  | 37.95 | 0 | 0 | 0 | 33.71 | 4.24 | 0 |  | kW | 0 | 8.978 | Residential |  | Annual | [5 empty] | 10 | 0.7 |  |  |  | 0 | 1 | 0 | 0 | 0 | 0 | 0 | 0 | 0 | 0 | 0 | 0 | 2009 Qtr 1: 0; 2009 Qtr 2: 0; 2009 Qtr 3: 1; 2009 Qtr 4: 0; 2010 Qtr 1: 0; 2010 Qtr 2: 0; 2010 Qtr 3: 0; 2010 Qtr 4: 0; 2011 Qtr 1: 0; 2011 Qtr 2: 0; 2011 Qtr 3: 0; 2011 Qtr 4: 0 | 1
0 | 348003-Pipe Wrap |  | System | Residential | HorizAxisClothesWasher | 0 |  |  |  |  | 40 | 0 | 0 | 0 | 33.75 | 6.25 | 0 |  | kW | 0 | 8.978 | Residential |  | Annual | [5 empty] | 11 | 0.85 |  |  |  | 0 | 1 | 0 | 0 | 0 | 0 | 0 | 0 | 0 | 0 | 0 | 0 | 2009 Qtr 1: 0; 2009 Qtr 2: 0; 2009 Qtr 3: 1; 2009 Qtr 4: 0; 2010 Qtr 1: 0; 2010 Qtr 2: 0; 2010 Qtr 3: 0; 2010 Qtr 4: 0; 2011 Qtr 1: 0; 2011 Qtr 2: 0; 2011 Qtr 3: 0; 2011 Qtr 4: 0 | 1
0 | 348002-Duct Test and Seal (Gas Only) |  | System | Residential | AC_Cooling | 0 |  |  |  |  | 721.3171 | 0 | 0 | 0 | 644.7805 | 76.5366 | 0 |  | kW | 0 | 35 | Residential |  | Annual | [5 empty] | 18 | 0.78 |  |  |  | 0 | 0.41 | 0 | 0 | 0 | 0 | 0 | 0 | 0 | 0 | 0 | 0 | 2009 Qtr 1: 0; 2009 Qtr 2: 0; 2009 Qtr 3: 0.41; 2009 Qtr 4: 0; 2010 Qtr 1: 0; 2010 Qtr 2: 0; 2010 Qtr 3: 0; 2010 Qtr 4: 0; 2011 Qtr 1: 0; 2011 Qtr 2: 0; 2011 Qtr 3: 0; 2011 Qtr 4: 0 | 0.41
0 | 348004-Faucet Aerator |  | System | Residential | HorizAxisClothesWasher | 0 |  |  |  |  | 12.7 | 0 | 0 | 0 | 10.88 | 1.82 | 0 |  | kW | 0 | 6.733 | Residential |  | Annual | [5 empty] | 10 | 0.85 |  |  |  | 0 | 2 | 0 | 0 | 0 | 0 | 0 | 0 | 0 | 0 | 0 | 0 | 2009 Qtr 1: 0; 2009 Qtr 2: 0; 2009 Qtr 3: 2; 2009 Qtr 4: 0; 2010 Qtr 1: 0; 2010 Qtr 2: 0; 2010 Qtr 3: 0; 2010 Qtr 4: 0; 2011 Qtr 1: 0; 2011 Qtr 2: 0; 2011 Qtr 3: 0; 2011 Qtr 4: 0 | 2
0 | 348005-Low Flow Showerheads |  | System | Residential | HorizAxisClothesWasher | 0 |  |  |  |  | 37.95 | 0 | 0 | 0 | 33.71 | 4.24 | 0 |  | kW | 0 | 8.978 | Residential |  | Annual | [5 empty] | 10 | 0.7 |  |  |  | 0 | 2 | 0 | 0 | 0 | 0 | 0 | 0 | 0 | 0 | 0 | 0 | 2009 Qtr 1: 0; 2009 Qtr 2: 0; 2009 Qtr 3: 2; 2009 Qtr 4: 0; 2010 Qtr 1: 0; 2010 Qtr 2: 0; 2010 Qtr 3: 0; 2010 Qtr 4: 0; 2011 Qtr 1: 0; 2011 Qtr 2: 0; 2011 Qtr 3: 0; 2011 Qtr 4: 0 | 2
0 | 348003-Pipe Wrap |  | System | Residential | HorizAxisClothesWasher | 0 |  |  |  |  | 40 | 0 | 0 | 0 | 33.75 | 6.25 | 0 |  | kW | 0 | 8.978 | Residential |  | Annual | [5 empty] | 11 | 0.85 |  |  |  | 0 | 1 | 0 | 0 | 0 | 0 | 0 | 0 | 0 | 0 | 0 | 0 | 2009 Qtr 1: 0; 2009 Qtr 2: 0; 2009 Qtr 3: 1; 2009 Qtr 4: 0; 2010 Qtr 1: 0; 2010 Qtr 2: 0; 2010 Qtr 3: 0; 2010 Qtr 4: 0; 2011 Qtr 1: 0; 2011 Qtr 2: 0; 2011 Qtr 3: 0; 2011 Qtr 4: 0 | 1
0 | 348004-Faucet Aerator |  | System | Residential | HorizAxisClothesWasher | 0 |  |  |  |  | 12.7 | 0 | 0 | 0 | 10.88 | 1.82 | 0 |  | kW | 0 | 6.733 | Residential |  | Annual | [5 empty] | 10 | 0.85 |  |  |  | 0 | 3 | 0 | 0 | 0 | 0 | 0 | 0 | 0 | 0 | 0 | 0 | 2009 Qtr 1: 0; 2009 Qtr 2: 0; 2009 Qtr 3: 3; 2009 Qtr 4: 0; 2010 Qtr 1: 0; 2010 Qtr 2: 0; 2010 Qtr 3: 0; 2010 Qtr 4: 0; 2011 Qtr 1: 0; 2011 Qtr 2: 0; 2011 Qtr 3: 0; 2011 Qtr 4: 0 | 3
0 | 348005-Low Flow Showerheads |  | System | Residential | HorizAxisClothesWasher | 0 |  |  |  |  | 37.95 | 0 | 0 | 0 | 33.71 | 4.24 | 0 |  | kW | 0 | 8.978 | Residential |  | Annual | [5 empty] | 10 | 0.7 |  |  |  | 0 | 1 | 0 | 0 | 0 | 0 | 0 | 0 | 0 | 0 | 0 | 0 | 2009 Qtr 1: 0; 2009 Qtr 2: 0; 2009 Qtr 3: 1; 2009 Qtr 4: 0; 2010 Qtr 1: 0; 2010 Qtr 2: 0; 2010 Qtr 3: 0; 2010 Qtr 4: 0; 2011 Qtr 1: 0; 2011 Qtr 2: 0; 2011 Qtr 3: 0; 2011 Qtr 4: 0 | 1
0 | 348003-Pipe Wrap |  | System | Residential | HorizAxisClothesWasher | 0 |  |  |  |  | 40 | 0 | 0 | 0 | 33.75 | 6.25 | 0 |  | kW | 0 | 8.978 | Residential |  | Annual | [5 empty] | 11 | 0.85 |  |  |  | 0 | 1 | 0 | 0 | 0 | 0 | 0 | 0 | 0 | 0 | 0 | 0 | 2009 Qtr 1: 0; 2009 Qtr 2: 0; 2009 Qtr 3: 1; 2009 Qtr 4: 0; 2010 Qtr 1: 0; 2010 Qtr 2: 0; 2010 Qtr 3: 0; 2010 Qtr 4: 0; 2011 Qtr 1: 0; 2011 Qtr 2: 0; 2011 Qtr 3: 0; 2011 Qtr 4: 0 | 1
0 | 348004-Faucet Aerator |  | System | Residential | HorizAxisClothesWasher | 0 |  |  |  |  | 12.7 | 0 | 0 | 0 | 10.88 | 1.82 | 0 |  | kW | 0 | 6.733 | Residential |  | Annual | [5 empty] | 10 | 0.85 |  |  |  | 0 | 2 | 0 | 0 | 0 | 0 | 0 | 0 | 0 | 0 | 0 | 0 | 2009 Qtr 1: 0; 2009 Qtr 2: 0; 2009 Qtr 3: 2; 2009 Qtr 4: 0; 2010 Qtr 1: 0; 2010 Qtr 2: 0; 2010 Qtr 3: 0; 2010 Qtr 4: 0; 2011 Qtr 1: 0; 2011 Qtr 2: 0; 2011 Qtr 3: 0; 2011 Qtr 4: 0 | 2
0 | 348005-Low Flow Showerheads |  | System | Residential | HorizAxisClothesWasher | 0 |  |  |  |  | 37.95 | 0 | 0 | 0 | 33.71 | 4.24 | 0 |  | kW | 0 | 8.978 | Residential |  | Annual | [5 empty] | 10 | 0.7 |  |  |  | 0 | 1 | 0 | 0 | 0 | 0 | 0 | 0 | 0 | 0 | 0 | 0 | 2009 Qtr 1: 0; 2009 Qtr 2: 0; 2009 Qtr 3: 1; 2009 Qtr 4: 0; 2010 Qtr 1: 0; 2010 Qtr 2: 0; 2010 Qtr 3: 0; 2010 Qtr 4: 0; 2011 Qtr 1: 0; 2011 Qtr 2: 0; 2011 Qtr 3: 0; 2011 Qtr 4: 0 | 1
0 | 348003-Pipe Wrap |  | System | Residential | HorizAxisClothesWasher | 0 |  |  |  |  | 40 | 0 | 0 | 0 | 33.75 | 6.25 | 0 |  | kW | 0 | 8.978 | Residential |  | Annual | [5 empty] | 11 | 0.85 |  |  |  | 0 | 1 | 0 | 0 | 0 | 0 | 0 | 0 | 0 | 0 | 0 | 0 | 2009 Qtr 1: 0; 2009 Qtr 2: 0; 2009 Qtr 3: 1; 2009 Qtr 4: 0; 2010 Qtr 1: 0; 2010 Qtr 2: 0; 2010 Qtr 3: 0; 2010 Qtr 4: 0; 2011 Qtr 1: 0; 2011 Qtr 2: 0; 2011 Qtr 3: 0; 2011 Qtr 4: 0 | 1
0 | 348004-Faucet Aerator |  | System | Residential | HorizAxisClothesWasher | 0 |  |  |  |  | 12.7 | 0 | 0 | 0 | 10.88 | 1.82 | 0 |  | kW | 0 | 6.733 | Residential |  | Annual | [5 empty] | 10 | 0.85 |  |  |  | 0 | 2 | 0 | 0 | 0 | 0 | 0 | 0 | 0 | 0 | 0 | 0 | 2009 Qtr 1: 0; 2009 Qtr 2: 0; 2009 Qtr 3: 2; 2009 Qtr 4: 0; 2010 Qtr 1: 0; 2010 Qtr 2: 0; 2010 Qtr 3: 0; 2010 Qtr 4: 0; 2011 Qtr 1: 0; 2011 Qtr 2: 0; 2011 Qtr 3: 0; 2011 Qtr 4: 0 | 2
0 | 348005-Low Flow Showerheads |  | System | Residential | HorizAxisClothesWasher | 0 |  |  |  |  | 37.95 | 0 | 0 | 0 | 33.71 | 4.24 | 0 |  | kW | 0 | 8.978 | Residential |  | Annual | [5 empty] | 10 | 0.7 |  |  |  | 0 | 1 | 0 | 0 | 0 | 0 | 0 | 0 | 0 | 0 | 0 | 0 | 2009 Qtr 1: 0; 2009 Qtr 2: 0; 2009 Qtr 3: 1; 2009 Qtr 4: 0; 2010 Qtr 1: 0; 2010 Qtr 2: 0; 2010 Qtr 3: 0; 2010 Qtr 4: 0; 2011 Qtr 1: 0; 2011 Qtr 2: 0; 2011 Qtr 3: 0; 2011 Qtr 4: 0 | 1
0 | 348003-Pipe Wrap |  | System | Residential | HorizAxisClothesWasher | 0 |  |  |  |  | 40 | 0 | 0 | 0 | 33.75 | 6.25 | 0 |  | kW | 0 | 8.978 | Residential |  | Annual | [5 empty] | 11 | 0.85 |  |  |  | 0 | 1 | 0 | 0 | 0 | 0 | 0 | 0 | 0 | 0 | 0 | 0 | 2009 Qtr 1: 0; 2009 Qtr 2: 0; 2009 Qtr 3: 1; 2009 Qtr 4: 0; 2010 Qtr 1: 0; 2010 Qtr 2: 0; 2010 Qtr 3: 0; 2010 Qtr 4: 0; 2011 Qtr 1: 0; 2011 Qtr 2: 0; 2011 Qtr 3: 0; 2011 Qtr 4: 0 | 1
0 | 348004-Faucet Aerator |  | System | Residential | HorizAxisClothesWasher | 0 |  |  |  |  | 12.7 | 0 | 0 | 0 | 10.88 | 1.82 | 0 |  | kW | 0 | 6.733 | Residential |  | Annual | [5 empty] | 10 | 0.85 |  |  |  | 0 | 2 | 0 | 0 | 0 | 0 | 0 | 0 | 0 | 0 | 0 | 0 | 2009 Qtr 1: 0; 2009 Qtr 2: 0; 2009 Qtr 3: 2; 2009 Qtr 4: 0; 2010 Qtr 1: 0; 2010 Qtr 2: 0; 2010 Qtr 3: 0; 2010 Qtr 4: 0; 2011 Qtr 1: 0; 2011 Qtr 2: 0; 2011 Qtr 3: 0; 2011 Qtr 4: 0 | 2
0 | 348005-Low Flow Showerheads |  | System | Residential | HorizAxisClothesWasher | 0 |  |  |  |  | 37.95 | 0 | 0 | 0 | 33.71 | 4.24 | 0 |  | kW | 0 | 8.978 | Residential |  | Annual | [5 empty] | 10 | 0.7 |  |  |  | 0 | 1 | 0 | 0 | 0 | 0 | 0 | 0 | 0 | 0 | 0 | 0 | 2009 Qtr 1: 0; 2009 Qtr 2: 0; 2009 Qtr 3: 1; 2009 Qtr 4: 0; 2010 Qtr 1: 0; 2010 Qtr 2: 0; 2010 Qtr 3: 0; 2010 Qtr 4: 0; 2011 Qtr 1: 0; 2011 Qtr 2: 0; 2011 Qtr 3: 0; 2011 Qtr 4: 0 | 1
0 | 348003-Pipe Wrap |  | System | Residential | HorizAxisClothesWasher | 0 |  |  |  |  | 40 | 0 | 0 | 0 | 33.75 | 6.25 | 0 |  | kW | 0 | 8.978 | Residential |  | Annual | [5 empty] | 11 | 0.85 |  |  |  | 0 | 1 | 0 | 0 | 0 | 0 | 0 | 0 | 0 | 0 | 0 | 0 | 2009 Qtr 1: 0; 2009 Qtr 2: 0; 2009 Qtr 3: 1; 2009 Qtr 4: 0; 2010 Qtr 1: 0; 2010 Qtr 2: 0; 2010 Qtr 3: 0; 2010 Qtr 4: 0; 2011 Qtr 1: 0; 2011 Qtr 2: 0; 2011 Qtr 3: 0; 2011 Qtr 4: 0 | 1
0 | 348002-Duct Test and Seal (Gas Only) |  | System | Residential | AC_Cooling | 0 |  |  |  |  | 721.3171 | 0 | 0 | 0 | 644.7805 | 76.5366 | 0 |  | kW | 0 | 35 | Residential |  | Annual | [5 empty] | 18 | 0.78 |  |  |  | 0 | 0.41 | 0 | 0 | 0 | 0 | 0 | 0 | 0 | 0 | 0 | 0 | 2009 Qtr 1: 0; 2009 Qtr 2: 0; 2009 Qtr 3: 0.41; 2009 Qtr 4: 0; 2010 Qtr 1: 0; 2010 Qtr 2: 0; 2010 Qtr 3: 0; 2010 Qtr 4: 0; 2011 Qtr 1: 0; 2011 Qtr 2: 0; 2011 Qtr 3: 0; 2011 Qtr 4: 0 | 0.41
0 | 348004-Faucet Aerator |  | System | Residential | HorizAxisClothesWasher | 0 |  |  |  |  | 12.7 | 0 | 0 | 0 | 10.88 | 1.82 | 0 |  | kW | 0 | 6.733 | Residential |  | Annual | [5 empty] | 10 | 0.85 |  |  |  | 0 | 3 | 0 | 0 | 0 | 0 | 0 | 0 | 0 | 0 | 0 | 0 | 2009 Qtr 1: 0; 2009 Qtr 2: 0; 2009 Qtr 3: 3; 2009 Qtr 4: 0; 2010 Qtr 1: 0; 2010 Qtr 2: 0; 2010 Qtr 3: 0; 2010 Qtr 4: 0; 2011 Qtr 1: 0; 2011 Qtr 2: 0; 2011 Qtr 3: 0; 2011 Qtr 4: 0 | 3
0 | 348005-Low Flow Showerheads |  | System | Residential | HorizAxisClothesWasher | 0 |  |  |  |  | 37.95 | 0 | 0 | 0 | 33.71 | 4.24 | 0 |  | kW | 0 | 8.978 | Residential |  | Annual | [5 empty] | 10 | 0.7 |  |  |  | 0 | 1 | 0 | 0 | 0 | 0 | 0 | 0 | 0 | 0 | 0 | 0 | 2009 Qtr 1: 0; 2009 Qtr 2: 0; 2009 Qtr 3: 1; 2009 Qtr 4: 0; 2010 Qtr 1: 0; 2010 Qtr 2: 0; 2010 Qtr 3: 0; 2010 Qtr 4: 0; 2011 Qtr 1: 0; 2011 Qtr 2: 0; 2011 Qtr 3: 0; 2011 Qtr 4: 0 | 1
0 | 348003-Pipe Wrap |  | System | Residential | HorizAxisClothesWasher | 0 |  |  |  |  | 40 | 0 | 0 | 0 | 33.75 | 6.25 | 0 |  | kW | 0 | 8.978 | Residential |  | Annual | [5 empty] | 11 | 0.85 |  |  |  | 0 | 1 | 0 | 0 | 0 | 0 | 0 | 0 | 0 | 0 | 0 | 0 | 2009 Qtr 1: 0; 2009 Qtr 2: 0; 2009 Qtr 3: 1; 2009 Qtr 4: 0; 2010 Qtr 1: 0; 2010 Qtr 2: 0; 2010 Qtr 3: 0; 2010 Qtr 4: 0; 2011 Qtr 1: 0; 2011 Qtr 2: 0; 2011 Qtr 3: 0; 2011 Qtr 4: 0 | 1
0 | 348004-Faucet Aerator |  | System | Residential | HorizAxisClothesWasher | 0 |  |  |  |  | 12.7 | 0 | 0 | 0 | 10.88 | 1.82 | 0 |  | kW | 0 | 6.733 | Residential |  | Annual | [5 empty] | 10 | 0.85 |  |  |  | 0 | 3 | 0 | 0 | 0 | 0 | 0 | 0 | 0 | 0 | 0 | 0 | 2009 Qtr 1: 0; 2009 Qtr 2: 0; 2009 Qtr 3: 3; 2009 Qtr 4: 0; 2010 Qtr 1: 0; 2010 Qtr 2: 0; 2010 Qtr 3: 0; 2010 Qtr 4: 0; 2011 Qtr 1: 0; 2011 Qtr 2: 0; 2011 Qtr 3: 0; 2011 Qtr 4: 0 | 3
0 | 348005-Low Flow Showerheads |  | System | Residential | HorizAxisClothesWasher | 0 |  |  |  |  | 37.95 | 0 | 0 | 0 | 33.71 | 4.24 | 0 |  | kW | 0 | 8.978 | Residential |  | Annual | [5 empty] | 10 | 0.7 |  |  |  | 0 | 1 | 0 | 0 | 0 | 0 | 0 | 0 | 0 | 0 | 0 | 0 | 2009 Qtr 1: 0; 2009 Qtr 2: 0; 2009 Qtr 3: 1; 2009 Qtr 4: 0; 2010 Qtr 1: 0; 2010 Qtr 2: 0; 2010 Qtr 3: 0; 2010 Qtr 4: 0; 2011 Qtr 1: 0; 2011 Qtr 2: 0; 2011 Qtr 3: 0; 2011 Qtr 4: 0 | 1
0 | 348003-Pipe Wrap |  | System | Residential | HorizAxisClothesWasher | 0 |  |  |  |  | 40 | 0 | 0 | 0 | 33.75 | 6.25 | 0 |  | kW | 0 | 8.978 | Residential |  | Annual | [5 empty] | 11 | 0.85 |  |  |  | 0 | 1 | 0 | 0 | 0 | 0 | 0 | 0 | 0 | 0 | 0 | 0 | 2009 Qtr 1: 0; 2009 Qtr 2: 0; 2009 Qtr 3: 1; 2009 Qtr 4: 0; 2010 Qtr 1: 0; 2010 Qtr 2: 0; 2010 Qtr 3: 0; 2010 Qtr 4: 0; 2011 Qtr 1: 0; 2011 Qtr 2: 0; 2011 Qtr 3: 0; 2011 Qtr 4: 0 | 1
0 | 348002-Duct Test and Seal (Gas Only) |  | System | Residential | AC_Cooling | 0 |  |  |  |  | 721.3171 | 0 | 0 | 0 | 644.7805 | 76.5366 | 0 |  | kW | 0 | 35 | Residential |  | Annual | [5 empty] | 18 | 0.78 |  |  |  | 0 | 0.41 | 0 | 0 | 0 | 0 | 0 | 0 | 0 | 0 | 0 | 0 | 2009 Qtr 1: 0; 2009 Qtr 2: 0; 2009 Qtr 3: 0.41; 2009 Qtr 4: 0; 2010 Qtr 1: 0; 2010 Qtr 2: 0; 2010 Qtr 3: 0; 2010 Qtr 4: 0; 2011 Qtr 1: 0; 2011 Qtr 2: 0; 2011 Qtr 3: 0; 2011 Qtr 4: 0 | 0.41
0 | 348004-Faucet Aerator |  | System | Residential | HorizAxisClothesWasher | 0 |  |  |  |  | 12.7 | 0 | 0 | 0 | 10.88 | 1.82 | 0 |  | kW | 0 | 6.733 | Residential |  | Annual | [5 empty] | 10 | 0.85 |  |  |  | 0 | 1 | 0 | 0 | 0 | 0 | 0 | 0 | 0 | 0 | 0 | 0 | 2009 Qtr 1: 0; 2009 Qtr 2: 0; 2009 Qtr 3: 1; 2009 Qtr 4: 0; 2010 Qtr 1: 0; 2010 Qtr 2: 0; 2010 Qtr 3: 0; 2010 Qtr 4: 0; 2011 Qtr 1: 0; 2011 Qtr 2: 0; 2011 Qtr 3: 0; 2011 Qtr 4: 0 | 1
0 | 348005-Low Flow Showerheads |  | System | Residential | HorizAxisClothesWasher | 0 |  |  |  |  | 37.95 | 0 | 0 | 0 | 33.71 | 4.24 | 0 |  | kW | 0 | 8.978 | Residential |  | Annual | [5 empty] | 10 | 0.7 |  |  |  | 0 | 1 | 0 | 0 | 0 | 0 | 0 | 0 | 0 | 0 | 0 | 0 | 2009 Qtr 1: 0; 2009 Qtr 2: 0; 2009 Qtr 3: 1; 2009 Qtr 4: 0; 2010 Qtr 1: 0; 2010 Qtr 2: 0; 2010 Qtr 3: 0; 2010 Qtr 4: 0; 2011 Qtr 1: 0; 2011 Qtr 2: 0; 2011 Qtr 3: 0; 2011 Qtr 4: 0 | 1
0 | 348002-Duct Test and Seal (Gas Only) |  | System | Residential | AC_Cooling | 0 |  |  |  |  | 721.3171 | 0 | 0 | 0 | 644.7805 | 76.5366 | 0 |  | kW | 0 | 35 | Residential |  | Annual | [5 empty] | 18 | 0.78 |  |  |  | 0 | 0.41 | 0 | 0 | 0 | 0 | 0 | 0 | 0 | 0 | 0 | 0 | 2009 Qtr 1: 0; 2009 Qtr 2: 0; 2009 Qtr 3: 0.41; 2009 Qtr 4: 0; 2010 Qtr 1: 0; 2010 Qtr 2: 0; 2010 Qtr 3: 0; 2010 Qtr 4: 0; 2011 Qtr 1: 0; 2011 Qtr 2: 0; 2011 Qtr 3: 0; 2011 Qtr 4: 0 | 0.41
0 | 348002-Duct Test and Seal (Gas Only) |  | System | Residential | AC_Cooling | 0 |  |  |  |  | 721.3171 | 0 | 0 | 0 | 644.7805 | 76.5366 | 0 |  | kW | 0 | 35 | Residential |  | Annual | [5 empty] | 18 | 0.78 |  |  |  | 0 | 0.41 | 0 | 0 | 0 | 0 | 0 | 0 | 0 | 0 | 0 | 0 | 2009 Qtr 1: 0; 2009 Qtr 2: 0; 2009 Qtr 3: 0.41; 2009 Qtr 4: 0; 2010 Qtr 1: 0; 2010 Qtr 2: 0; 2010 Qtr 3: 0; 2010 Qtr 4: 0; 2011 Qtr 1: 0; 2011 Qtr 2: 0; 2011 Qtr 3: 0; 2011 Qtr 4: 0 | 0.41
0 | 348004-Faucet Aerator |  | System | Residential | HorizAxisClothesWasher | 0 |  |  |  |  | 12.7 | 0 | 0 | 0 | 10.88 | 1.82 | 0 |  | kW | 0 | 6.733 | Residential |  | Annual | [5 empty] | 10 | 0.85 |  |  |  | 0 | 4 | 0 | 0 | 0 | 0 | 0 | 0 | 0 | 0 | 0 | 0 | 2009 Qtr 1: 0; 2009 Qtr 2: 0; 2009 Qtr 3: 4; 2009 Qtr 4: 0; 2010 Qtr 1: 0; 2010 Qtr 2: 0; 2010 Qtr 3: 0; 2010 Qtr 4: 0; 2011 Qtr 1: 0; 2011 Qtr 2: 0; 2011 Qtr 3: 0; 2011 Qtr 4: 0 | 4
0 | 348005-Low Flow Showerheads |  | System | Residential | HorizAxisClothesWasher | 0 |  |  |  |  | 37.95 | 0 | 0 | 0 | 33.71 | 4.24 | 0 |  | kW | 0 | 8.978 | Residential |  | Annual | [5 empty] | 10 | 0.7 |  |  |  | 0 | 1 | 0 | 0 | 0 | 0 | 0 | 0 | 0 | 0 | 0 | 0 | 2009 Qtr 1: 0; 2009 Qtr 2: 0; 2009 Qtr 3: 1; 2009 Qtr 4: 0; 2010 Qtr 1: 0; 2010 Qtr 2: 0; 2010 Qtr 3: 0; 2010 Qtr 4: 0; 2011 Qtr 1: 0; 2011 Qtr 2: 0; 2011 Qtr 3: 0; 2011 Qtr 4: 0 | 1
0 | 348003-Pipe Wrap |  | System | Residential | HorizAxisClothesWasher | 0 |  |  |  |  | 40 | 0 | 0 | 0 | 33.75 | 6.25 | 0 |  | kW | 0 | 8.978 | Residential |  | Annual | [5 empty] | 11 | 0.85 |  |  |  | 0 | 1 | 0 | 0 | 0 | 0 | 0 | 0 | 0 | 0 | 0 | 0 | 2009 Qtr 1: 0; 2009 Qtr 2: 0; 2009 Qtr 3: 1; 2009 Qtr 4: 0; 2010 Qtr 1: 0; 2010 Qtr 2: 0; 2010 Qtr 3: 0; 2010 Qtr 4: 0; 2011 Qtr 1: 0; 2011 Qtr 2: 0; 2011 Qtr 3: 0; 2011 Qtr 4: 0 | 1
0 | 348002-Duct Test and Seal (Gas Only) |  | System | Residential | AC_Cooling | 0 |  |  |  |  | 721.3171 | 0 | 0 | 0 | 644.7805 | 76.5366 | 0 |  | kW | 0 | 35 | Residential |  | Annual | [5 empty] | 18 | 0.78 |  |  |  | 0 | 0.41 | 0 | 0 | 0 | 0 | 0 | 0 | 0 | 0 | 0 | 0 | 2009 Qtr 1: 0; 2009 Qtr 2: 0; 2009 Qtr 3: 0.41; 2009 Qtr 4: 0; 2010 Qtr 1: 0; 2010 Qtr 2: 0; 2010 Qtr 3: 0; 2010 Qtr 4: 0; 2011 Qtr 1: 0; 2011 Qtr 2: 0; 2011 Qtr 3: 0; 2011 Qtr 4: 0 | 0.41
0 | 348004-Faucet Aerator |  | System | Residential | HorizAxisClothesWasher | 0 |  |  |  |  | 12.7 | 0 | 0 | 0 | 10.88 | 1.82 | 0 |  | kW | 0 | 6.733 | Residential |  | Annual | [5 empty] | 10 | 0.85 |  |  |  | 0 | 2 | 0 | 0 | 0 | 0 | 0 | 0 | 0 | 0 | 0 | 0 | 2009 Qtr 1: 0; 2009 Qtr 2: 0; 2009 Qtr 3: 2; 2009 Qtr 4: 0; 2010 Qtr 1: 0; 2010 Qtr 2: 0; 2010 Qtr 3: 0; 2010 Qtr 4: 0; 2011 Qtr 1: 0; 2011 Qtr 2: 0; 2011 Qtr 3: 0; 2011 Qtr 4: 0 | 2
0 | 348005-Low Flow Showerheads |  | System | Residential | HorizAxisClothesWasher | 0 |  |  |  |  | 37.95 | 0 | 0 | 0 | 33.71 | 4.24 | 0 |  | kW | 0 | 8.978 | Residential |  | Annual | [5 empty] | 10 | 0.7 |  |  |  | 0 | 1 | 0 | 0 | 0 | 0 | 0 | 0 | 0 | 0 | 0 | 0 | 2009 Qtr 1: 0; 2009 Qtr 2: 0; 2009 Qtr 3: 1; 2009 Qtr 4: 0; 2010 Qtr 1: 0; 2010 Qtr 2: 0; 2010 Qtr 3: 0; 2010 Qtr 4: 0; 2011 Qtr 1: 0; 2011 Qtr 2: 0; 2011 Qtr 3: 0; 2011 Qtr 4: 0 | 1
0 | 348003-Pipe Wrap |  | System | Residential | HorizAxisClothesWasher | 0 |  |  |  |  | 40 | 0 | 0 | 0 | 33.75 | 6.25 | 0 |  | kW | 0 | 8.978 | Residential |  | Annual | [5 empty] | 11 | 0.85 |  |  |  | 0 | 1 | 0 | 0 | 0 | 0 | 0 | 0 | 0 | 0 | 0 | 0 | 2009 Qtr 1: 0; 2009 Qtr 2: 0; 2009 Qtr 3: 1; 2009 Qtr 4: 0; 2010 Qtr 1: 0; 2010 Qtr 2: 0; 2010 Qtr 3: 0; 2010 Qtr 4: 0; 2011 Qtr 1: 0; 2011 Qtr 2: 0; 2011 Qtr 3: 0; 2011 Qtr 4: 0 | 1
0 | 348002-Duct Test and Seal (Gas Only) |  | System | Residential | AC_Cooling | 0 |  |  |  |  | 721.3171 | 0 | 0 | 0 | 644.7805 | 76.5366 | 0 |  | kW | 0 | 35 | Residential |  | Annual | [5 empty] | 18 | 0.78 |  |  |  | 0 | 0.41 | 0 | 0 | 0 | 0 | 0 | 0 | 0 | 0 | 0 | 0 | 2009 Qtr 1: 0; 2009 Qtr 2: 0; 2009 Qtr 3: 0.41; 2009 Qtr 4: 0; 2010 Qtr 1: 0; 2010 Qtr 2: 0; 2010 Qtr 3: 0; 2010 Qtr 4: 0; 2011 Qtr 1: 0; 2011 Qtr 2: 0; 2011 Qtr 3: 0; 2011 Qtr 4: 0 | 0.41
0 | 348004-Faucet Aerator |  | System | Residential | HorizAxisClothesWasher | 0 |  |  |  |  | 12.7 | 0 | 0 | 0 | 10.88 | 1.82 | 0 |  | kW | 0 | 6.733 | Residential |  | Annual | [5 empty] | 10 | 0.85 |  |  |  | 0 | 2 | 0 | 0 | 0 | 0 | 0 | 0 | 0 | 0 | 0 | 0 | 2009 Qtr 1: 0; 2009 Qtr 2: 0; 2009 Qtr 3: 2; 2009 Qtr 4: 0; 2010 Qtr 1: 0; 2010 Qtr 2: 0; 2010 Qtr 3: 0; 2010 Qtr 4: 0; 2011 Qtr 1: 0; 2011 Qtr 2: 0; 2011 Qtr 3: 0; 2011 Qtr 4: 0 | 2
0 | 348005-Low Flow Showerheads |  | System | Residential | HorizAxisClothesWasher | 0 |  |  |  |  | 37.95 | 0 | 0 | 0 | 33.71 | 4.24 | 0 |  | kW | 0 | 8.978 | Residential |  | Annual | [5 empty] | 10 | 0.7 |  |  |  | 0 | 1 | 0 | 0 | 0 | 0 | 0 | 0 | 0 | 0 | 0 | 0 | 2009 Qtr 1: 0; 2009 Qtr 2: 0; 2009 Qtr 3: 1; 2009 Qtr 4: 0; 2010 Qtr 1: 0; 2010 Qtr 2: 0; 2010 Qtr 3: 0; 2010 Qtr 4: 0; 2011 Qtr 1: 0; 2011 Qtr 2: 0; 2011 Qtr 3: 0; 2011 Qtr 4: 0 | 1
0 | 348003-Pipe Wrap |  | System | Residential | HorizAxisClothesWasher | 0 |  |  |  |  | 40 | 0 | 0 | 0 | 33.75 | 6.25 | 0 |  | kW | 0 | 8.978 | Residential |  | Annual | [5 empty] | 11 | 0.85 |  |  |  | 0 | 1 | 0 | 0 | 0 | 0 | 0 | 0 | 0 | 0 | 0 | 0 | 2009 Qtr 1: 0; 2009 Qtr 2: 0; 2009 Qtr 3: 1; 2009 Qtr 4: 0; 2010 Qtr 1: 0; 2010 Qtr 2: 0; 2010 Qtr 3: 0; 2010 Qtr 4: 0; 2011 Qtr 1: 0; 2011 Qtr 2: 0; 2011 Qtr 3: 0; 2011 Qtr 4: 0 | 1
0 | 348002-Duct Test and Seal (Gas Only) |  | System | Residential | AC_Cooling | 0 |  |  |  |  | 721.3171 | 0 | 0 | 0 | 644.7805 | 76.5366 | 0 |  | kW | 0 | 35 | Residential |  | Annual | [5 empty] | 18 | 0.78 |  |  |  | 0 | 0.41 | 0 | 0 | 0 | 0 | 0 | 0 | 0 | 0 | 0 | 0 | 2009 Qtr 1: 0; 2009 Qtr 2: 0; 2009 Qtr 3: 0.41; 2009 Qtr 4: 0; 2010 Qtr 1: 0; 2010 Qtr 2: 0; 2010 Qtr 3: 0; 2010 Qtr 4: 0; 2011 Qtr 1: 0; 2011 Qtr 2: 0; 2011 Qtr 3: 0; 2011 Qtr 4: 0 | 0.41
0 | 348002-Duct Test and Seal (Gas Only) |  | System | Residential | AC_Cooling | 0 |  |  |  |  | 721.3171 | 0 | 0 | 0 | 644.7805 | 76.5366 | 0 |  | kW | 0 | 35 | Residential |  | Annual | [5 empty] | 18 | 0.78 |  |  |  | 0 | 0.41 | 0 | 0 | 0 | 0 | 0 | 0 | 0 | 0 | 0 | 0 | 2009 Qtr 1: 0; 2009 Qtr 2: 0; 2009 Qtr 3: 0.41; 2009 Qtr 4: 0; 2010 Qtr 1: 0; 2010 Qtr 2: 0; 2010 Qtr 3: 0; 2010 Qtr 4: 0; 2011 Qtr 1: 0; 2011 Qtr 2: 0; 2011 Qtr 3: 0; 2011 Qtr 4: 0 | 0.41
0 | 348003-Pipe Wrap |  | System | Residential | HorizAxisClothesWasher | 0 |  |  |  |  | 40 | 0 | 0 | 0 | 33.75 | 6.25 | 0 |  | kW | 0 | 8.978 | Residential |  | Annual | [5 empty] | 11 | 0.85 |  |  |  | 0 | 1 | 0 | 0 | 0 | 0 | 0 | 0 | 0 | 0 | 0 | 0 | 2009 Qtr 1: 0; 2009 Qtr 2: 0; 2009 Qtr 3: 1; 2009 Qtr 4: 0; 2010 Qtr 1: 0; 2010 Qtr 2: 0; 2010 Qtr 3: 0; 2010 Qtr 4: 0; 2011 Qtr 1: 0; 2011 Qtr 2: 0; 2011 Qtr 3: 0; 2011 Qtr 4: 0 | 1
0 | 348002-Duct Test and Seal (Gas Only) |  | System | Residential | AC_Cooling | 0 |  |  |  |  | 721.3171 | 0 | 0 | 0 | 644.7805 | 76.5366 | 0 |  | kW | 0 | 35 | Residential |  | Annual | [5 empty] | 18 | 0.78 |  |  |  | 0 | 0.41 | 0 | 0 | 0 | 0 | 0 | 0 | 0 | 0 | 0 | 0 | 2009 Qtr 1: 0; 2009 Qtr 2: 0; 2009 Qtr 3: 0.41; 2009 Qtr 4: 0; 2010 Qtr 1: 0; 2010 Qtr 2: 0; 2010 Qtr 3: 0; 2010 Qtr 4: 0; 2011 Qtr 1: 0; 2011 Qtr 2: 0; 2011 Qtr 3: 0; 2011 Qtr 4: 0 | 0.41
0 | 348004-Faucet Aerator |  | System | Residential | HorizAxisClothesWasher | 0 |  |  |  |  | 12.7 | 0 | 0 | 0 | 10.88 | 1.82 | 0 |  | kW | 0 | 6.733 | Residential |  | Annual | [5 empty] | 10 | 0.85 |  |  |  | 0 | 1 | 0 | 0 | 0 | 0 | 0 | 0 | 0 | 0 | 0 | 0 | 2009 Qtr 1: 0; 2009 Qtr 2: 0; 2009 Qtr 3: 1; 2009 Qtr 4: 0; 2010 Qtr 1: 0; 2010 Qtr 2: 0; 2010 Qtr 3: 0; 2010 Qtr 4: 0; 2011 Qtr 1: 0; 2011 Qtr 2: 0; 2011 Qtr 3: 0; 2011 Qtr 4: 0 | 1
0 | 348002-Duct Test and Seal (Gas Only) |  | System | Residential | AC_Cooling | 0 |  |  |  |  | 721.3171 | 0 | 0 | 0 | 644.7805 | 76.5366 | 0 |  | kW | 0 | 35 | Residential |  | Annual | [5 empty] | 18 | 0.78 |  |  |  | 0 | 0.41 | 0 | 0 | 0 | 0 | 0 | 0 | 0 | 0 | 0 | 0 | 2009 Qtr 1: 0; 2009 Qtr 2: 0; 2009 Qtr 3: 0.41; 2009 Qtr 4: 0; 2010 Qtr 1: 0; 2010 Qtr 2: 0; 2010 Qtr 3: 0; 2010 Qtr 4: 0; 2011 Qtr 1: 0; 2011 Qtr 2: 0; 2011 Qtr 3: 0; 2011 Qtr 4: 0 | 0.41
0 | 348004-Faucet Aerator |  | System | Residential | HorizAxisClothesWasher | 0 |  |  |  |  | 12.7 | 0 | 0 | 0 | 10.88 | 1.82 | 0 |  | kW | 0 | 6.733 | Residential |  | Annual | [5 empty] | 10 | 0.85 |  |  |  | 0 | 1 | 0 | 0 | 0 | 0 | 0 | 0 | 0 | 0 | 0 | 0 | 2009 Qtr 1: 0; 2009 Qtr 2: 0; 2009 Qtr 3: 1; 2009 Qtr 4: 0; 2010 Qtr 1: 0; 2010 Qtr 2: 0; 2010 Qtr 3: 0; 2010 Qtr 4: 0; 2011 Qtr 1: 0; 2011 Qtr 2: 0; 2011 Qtr 3: 0; 2011 Qtr 4: 0 | 1
0 | 348005-Low Flow Showerheads |  | System | Residential | HorizAxisClothesWasher | 0 |  |  |  |  | 37.95 | 0 | 0 | 0 | 33.71 | 4.24 | 0 |  | kW | 0 | 8.978 | Residential |  | Annual | [5 empty] | 10 | 0.7 |  |  |  | 0 | 1 | 0 | 0 | 0 | 0 | 0 | 0 | 0 | 0 | 0 | 0 | 2009 Qtr 1: 0; 2009 Qtr 2: 0; 2009 Qtr 3: 1; 2009 Qtr 4: 0; 2010 Qtr 1: 0; 2010 Qtr 2: 0; 2010 Qtr 3: 0; 2010 Qtr 4: 0; 2011 Qtr 1: 0; 2011 Qtr 2: 0; 2011 Qtr 3: 0; 2011 Qtr 4: 0 | 1
0 | 348003-Pipe Wrap |  | System | Residential | HorizAxisClothesWasher | 0 |  |  |  |  | 40 | 0 | 0 | 0 | 33.75 | 6.25 | 0 |  | kW | 0 | 8.978 | Residential |  | Annual | [5 empty] | 11 | 0.85 |  |  |  | 0 | 1 | 0 | 0 | 0 | 0 | 0 | 0 | 0 | 0 | 0 | 0 | 2009 Qtr 1: 0; 2009 Qtr 2: 0; 2009 Qtr 3: 1; 2009 Qtr 4: 0; 2010 Qtr 1: 0; 2010 Qtr 2: 0; 2010 Qtr 3: 0; 2010 Qtr 4: 0; 2011 Qtr 1: 0; 2011 Qtr 2: 0; 2011 Qtr 3: 0; 2011 Qtr 4: 0 | 1
0 | 348005-Low Flow Showerheads |  | System | Residential | HorizAxisClothesWasher | 0 |  |  |  |  | 37.95 | 0 | 0 | 0 | 33.71 | 4.24 | 0 |  | kW | 0 | 8.978 | Residential |  | Annual | [5 empty] | 10 | 0.7 |  |  |  | 0 | 1 | 0 | 0 | 0 | 0 | 0 | 0 | 0 | 0 | 0 | 0 | 2009 Qtr 1: 0; 2009 Qtr 2: 0; 2009 Qtr 3: 1; 2009 Qtr 4: 0; 2010 Qtr 1: 0; 2010 Qtr 2: 0; 2010 Qtr 3: 0; 2010 Qtr 4: 0; 2011 Qtr 1: 0; 2011 Qtr 2: 0; 2011 Qtr 3: 0; 2011 Qtr 4: 0 | 1
0 | 348003-Pipe Wrap |  | System | Residential | HorizAxisClothesWasher | 0 |  |  |  |  | 40 | 0 | 0 | 0 | 33.75 | 6.25 | 0 |  | kW | 0 | 8.978 | Residential |  | Annual | [5 empty] | 11 | 0.85 |  |  |  | 0 | 1 | 0 | 0 | 0 | 0 | 0 | 0 | 0 | 0 | 0 | 0 | 2009 Qtr 1: 0; 2009 Qtr 2: 0; 2009 Qtr 3: 1; 2009 Qtr 4: 0; 2010 Qtr 1: 0; 2010 Qtr 2: 0; 2010 Qtr 3: 0; 2010 Qtr 4: 0; 2011 Qtr 1: 0; 2011 Qtr 2: 0; 2011 Qtr 3: 0; 2011 Qtr 4: 0 | 1
0 | 348002-Duct Test and Seal (Gas Only) |  | System | Residential | AC_Cooling | 0 |  |  |  |  | 721.3171 | 0 | 0 | 0 | 644.7805 | 76.5366 | 0 |  | kW | 0 | 35 | Residential |  | Annual | [5 empty] | 18 | 0.78 |  |  |  | 0 | 0.41 | 0 | 0 | 0 | 0 | 0 | 0 | 0 | 0 | 0 | 0 | 2009 Qtr 1: 0; 2009 Qtr 2: 0; 2009 Qtr 3: 0.41; 2009 Qtr 4: 0; 2010 Qtr 1: 0; 2010 Qtr 2: 0; 2010 Qtr 3: 0; 2010 Qtr 4: 0; 2011 Qtr 1: 0; 2011 Qtr 2: 0; 2011 Qtr 3: 0; 2011 Qtr 4: 0 | 0.41
0 | 348004-Faucet Aerator |  | System | Residential | HorizAxisClothesWasher | 0 |  |  |  |  | 12.7 | 0 | 0 | 0 | 10.88 | 1.82 | 0 |  | kW | 0 | 6.733 | Residential |  | Annual | [5 empty] | 10 | 0.85 |  |  |  | 0 | 2 | 0 | 0 | 0 | 0 | 0 | 0 | 0 | 0 | 0 | 0 | 2009 Qtr 1: 0; 2009 Qtr 2: 0; 2009 Qtr 3: 2; 2009 Qtr 4: 0; 2010 Qtr 1: 0; 2010 Qtr 2: 0; 2010 Qtr 3: 0; 2010 Qtr 4: 0; 2011 Qtr 1: 0; 2011 Qtr 2: 0; 2011 Qtr 3: 0; 2011 Qtr 4: 0 | 2
0 | 348003-Pipe Wrap |  | System | Residential | HorizAxisClothesWasher | 0 |  |  |  |  | 40 | 0 | 0 | 0 | 33.75 | 6.25 | 0 |  | kW | 0 | 8.978 | Residential |  | Annual | [5 empty] | 11 | 0.85 |  |  |  | 0 | 1 | 0 | 0 | 0 | 0 | 0 | 0 | 0 | 0 | 0 | 0 | 2009 Qtr 1: 0; 2009 Qtr 2: 0; 2009 Qtr 3: 1; 2009 Qtr 4: 0; 2010 Qtr 1: 0; 2010 Qtr 2: 0; 2010 Qtr 3: 0; 2010 Qtr 4: 0; 2011 Qtr 1: 0; 2011 Qtr 2: 0; 2011 Qtr 3: 0; 2011 Qtr 4: 0 | 1
0 | 348004-Faucet Aerator |  | System | Residential | HorizAxisClothesWasher | 0 |  |  |  |  | 12.7 | 0 | 0 | 0 | 10.88 | 1.82 | 0 |  | kW | 0 | 6.733 | Residential |  | Annual | [5 empty] | 10 | 0.85 |  |  |  | 0 | 2 | 0 | 0 | 0 | 0 | 0 | 0 | 0 | 0 | 0 | 0 | 2009 Qtr 1: 0; 2009 Qtr 2: 0; 2009 Qtr 3: 2; 2009 Qtr 4: 0; 2010 Qtr 1: 0; 2010 Qtr 2: 0; 2010 Qtr 3: 0; 2010 Qtr 4: 0; 2011 Qtr 1: 0; 2011 Qtr 2: 0; 2011 Qtr 3: 0; 2011 Qtr 4: 0 | 2
0 | 348005-Low Flow Showerheads |  | System | Residential | HorizAxisClothesWasher | 0 |  |  |  |  | 37.95 | 0 | 0 | 0 | 33.71 | 4.24 | 0 |  | kW | 0 | 8.978 | Residential |  | Annual | [5 empty] | 10 | 0.7 |  |  |  | 0 | 1 | 0 | 0 | 0 | 0 | 0 | 0 | 0 | 0 | 0 | 0 | 2009 Qtr 1: 0; 2009 Qtr 2: 0; 2009 Qtr 3: 1; 2009 Qtr 4: 0; 2010 Qtr 1: 0; 2010 Qtr 2: 0; 2010 Qtr 3: 0; 2010 Qtr 4: 0; 2011 Qtr 1: 0; 2011 Qtr 2: 0; 2011 Qtr 3: 0; 2011 Qtr 4: 0 | 1
0 | 348003-Pipe Wrap |  | System | Residential | HorizAxisClothesWasher | 0 |  |  |  |  | 40 | 0 | 0 | 0 | 33.75 | 6.25 | 0 |  | kW | 0 | 8.978 | Residential |  | Annual | [5 empty] | 11 | 0.85 |  |  |  | 0 | 1 | 0 | 0 | 0 | 0 | 0 | 0 | 0 | 0 | 0 | 0 | 2009 Qtr 1: 0; 2009 Qtr 2: 0; 2009 Qtr 3: 1; 2009 Qtr 4: 0; 2010 Qtr 1: 0; 2010 Qtr 2: 0; 2010 Qtr 3: 0; 2010 Qtr 4: 0; 2011 Qtr 1: 0; 2011 Qtr 2: 0; 2011 Qtr 3: 0; 2011 Qtr 4: 0 | 1
0 | 348002-Duct Test and Seal (Gas Only) |  | System | Residential | AC_Cooling | 0 |  |  |  |  | 721.3171 | 0 | 0 | 0 | 644.7805 | 76.5366 | 0 |  | kW | 0 | 35 | Residential |  | Annual | [5 empty] | 18 | 0.78 |  |  |  | 0 | 0.41 | 0 | 0 | 0 | 0 | 0 | 0 | 0 | 0 | 0 | 0 | 2009 Qtr 1: 0; 2009 Qtr 2: 0; 2009 Qtr 3: 0.41; 2009 Qtr 4: 0; 2010 Qtr 1: 0; 2010 Qtr 2: 0; 2010 Qtr 3: 0; 2010 Qtr 4: 0; 2011 Qtr 1: 0; 2011 Qtr 2: 0; 2011 Qtr 3: 0; 2011 Qtr 4: 0 | 0.41
0 | 348004-Faucet Aerator |  | System | Residential | HorizAxisClothesWasher | 0 |  |  |  |  | 12.7 | 0 | 0 | 0 | 10.88 | 1.82 | 0 |  | kW | 0 | 6.733 | Residential |  | Annual | [5 empty] | 10 | 0.85 |  |  |  | 0 | 4 | 0 | 0 | 0 | 0 | 0 | 0 | 0 | 0 | 0 | 0 | 2009 Qtr 1: 0; 2009 Qtr 2: 0; 2009 Qtr 3: 4; 2009 Qtr 4: 0; 2010 Qtr 1: 0; 2010 Qtr 2: 0; 2010 Qtr 3: 0; 2010 Qtr 4: 0; 2011 Qtr 1: 0; 2011 Qtr 2: 0; 2011 Qtr 3: 0; 2011 Qtr 4: 0 | 4
0 | 348005-Low Flow Showerheads |  | System | Residential | HorizAxisClothesWasher | 0 |  |  |  |  | 37.95 | 0 | 0 | 0 | 33.71 | 4.24 | 0 |  | kW | 0 | 8.978 | Residential |  | Annual | [5 empty] | 10 | 0.7 |  |  |  | 0 | 1 | 0 | 0 | 0 | 0 | 0 | 0 | 0 | 0 | 0 | 0 | 2009 Qtr 1: 0; 2009 Qtr 2: 0; 2009 Qtr 3: 1; 2009 Qtr 4: 0; 2010 Qtr 1: 0; 2010 Qtr 2: 0; 2010 Qtr 3: 0; 2010 Qtr 4: 0; 2011 Qtr 1: 0; 2011 Qtr 2: 0; 2011 Qtr 3: 0; 2011 Qtr 4: 0 | 1
0 | 348003-Pipe Wrap |  | System | Residential | HorizAxisClothesWasher | 0 |  |  |  |  | 40 | 0 | 0 | 0 | 33.75 | 6.25 | 0 |  | kW | 0 | 8.978 | Residential |  | Annual | [5 empty] | 11 | 0.85 |  |  |  | 0 | 1 | 0 | 0 | 0 | 0 | 0 | 0 | 0 | 0 | 0 | 0 | 2009 Qtr 1: 0; 2009 Qtr 2: 0; 2009 Qtr 3: 1; 2009 Qtr 4: 0; 2010 Qtr 1: 0; 2010 Qtr 2: 0; 2010 Qtr 3: 0; 2010 Qtr 4: 0; 2011 Qtr 1: 0; 2011 Qtr 2: 0; 2011 Qtr 3: 0; 2011 Qtr 4: 0 | 1
0 | 348002-Duct Test and Seal (Gas Only) |  | System | Residential | AC_Cooling | 0 |  |  |  |  | 721.3171 | 0 | 0 | 0 | 644.7805 | 76.5366 | 0 |  | kW | 0 | 35 | Residential |  | Annual | [5 empty] | 18 | 0.78 |  |  |  | 0 | 0.41 | 0 | 0 | 0 | 0 | 0 | 0 | 0 | 0 | 0 | 0 | 2009 Qtr 1: 0; 2009 Qtr 2: 0; 2009 Qtr 3: 0.41; 2009 Qtr 4: 0; 2010 Qtr 1: 0; 2010 Qtr 2: 0; 2010 Qtr 3: 0; 2010 Qtr 4: 0; 2011 Qtr 1: 0; 2011 Qtr 2: 0; 2011 Qtr 3: 0; 2011 Qtr 4: 0 | 0.41
0 | 348003-Pipe Wrap |  | System | Residential | HorizAxisClothesWasher | 0 |  |  |  |  | 40 | 0 | 0 | 0 | 33.75 | 6.25 | 0 |  | kW | 0 | 8.978 | Residential |  | Annual | [5 empty] | 11 | 0.85 |  |  |  | 0 | 1 | 0 | 0 | 0 | 0 | 0 | 0 | 0 | 0 | 0 | 0 | 2009 Qtr 1: 0; 2009 Qtr 2: 0; 2009 Qtr 3: 1; 2009 Qtr 4: 0; 2010 Qtr 1: 0; 2010 Qtr 2: 0; 2010 Qtr 3: 0; 2010 Qtr 4: 0; 2011 Qtr 1: 0; 2011 Qtr 2: 0; 2011 Qtr 3: 0; 2011 Qtr 4: 0 | 1
0 | 348002-Duct Test and Seal (Gas Only) |  | System | Residential | AC_Cooling | 0 |  |  |  |  | 721.3171 | 0 | 0 | 0 | 644.7805 | 76.5366 | 0 |  | kW | 0 | 35 | Residential |  | Annual | [5 empty] | 18 | 0.78 |  |  |  | 0 | 0.41 | 0 | 0 | 0 | 0 | 0 | 0 | 0 | 0 | 0 | 0 | 2009 Qtr 1: 0; 2009 Qtr 2: 0; 2009 Qtr 3: 0.41; 2009 Qtr 4: 0; 2010 Qtr 1: 0; 2010 Qtr 2: 0; 2010 Qtr 3: 0; 2010 Qtr 4: 0; 2011 Qtr 1: 0; 2011 Qtr 2: 0; 2011 Qtr 3: 0; 2011 Qtr 4: 0 | 0.41
0 | 348004-Faucet Aerator |  | System | Residential | HorizAxisClothesWasher | 0 |  |  |  |  | 12.7 | 0 | 0 | 0 | 10.88 | 1.82 | 0 |  | kW | 0 | 6.733 | Residential |  | Annual | [5 empty] | 10 | 0.85 |  |  |  | 0 | 2 | 0 | 0 | 0 | 0 | 0 | 0 | 0 | 0 | 0 | 0 | 2009 Qtr 1: 0; 2009 Qtr 2: 0; 2009 Qtr 3: 2; 2009 Qtr 4: 0; 2010 Qtr 1: 0; 2010 Qtr 2: 0; 2010 Qtr 3: 0; 2010 Qtr 4: 0; 2011 Qtr 1: 0; 2011 Qtr 2: 0; 2011 Qtr 3: 0; 2011 Qtr 4: 0 | 2
0 | 348005-Low Flow Showerheads |  | System | Residential | HorizAxisClothesWasher | 0 |  |  |  |  | 37.95 | 0 | 0 | 0 | 33.71 | 4.24 | 0 |  | kW | 0 | 8.978 | Residential |  | Annual | [5 empty] | 10 | 0.7 |  |  |  | 0 | 1 | 0 | 0 | 0 | 0 | 0 | 0 | 0 | 0 | 0 | 0 | 2009 Qtr 1: 0; 2009 Qtr 2: 0; 2009 Qtr 3: 1; 2009 Qtr 4: 0; 2010 Qtr 1: 0; 2010 Qtr 2: 0; 2010 Qtr 3: 0; 2010 Qtr 4: 0; 2011 Qtr 1: 0; 2011 Qtr 2: 0; 2011 Qtr 3: 0; 2011 Qtr 4: 0 | 1
0 | 348003-Pipe Wrap |  | System | Residential | HorizAxisClothesWasher | 0 |  |  |  |  | 40 | 0 | 0 | 0 | 33.75 | 6.25 | 0 |  | kW | 0 | 8.978 | Residential |  | Annual | [5 empty] | 11 | 0.85 |  |  |  | 0 | 1 | 0 | 0 | 0 | 0 | 0 | 0 | 0 | 0 | 0 | 0 | 2009 Qtr 1: 0; 2009 Qtr 2: 0; 2009 Qtr 3: 1; 2009 Qtr 4: 0; 2010 Qtr 1: 0; 2010 Qtr 2: 0; 2010 Qtr 3: 0; 2010 Qtr 4: 0; 2011 Qtr 1: 0; 2011 Qtr 2: 0; 2011 Qtr 3: 0; 2011 Qtr 4: 0 | 1
0 | 348004-Faucet Aerator |  | System | Residential | HorizAxisClothesWasher | 0 |  |  |  |  | 12.7 | 0 | 0 | 0 | 10.88 | 1.82 | 0 |  | kW | 0 | 6.733 | Residential |  | Annual | [5 empty] | 10 | 0.85 |  |  |  | 0 | 2 | 0 | 0 | 0 | 0 | 0 | 0 | 0 | 0 | 0 | 0 | 2009 Qtr 1: 0; 2009 Qtr 2: 0; 2009 Qtr 3: 2; 2009 Qtr 4: 0; 2010 Qtr 1: 0; 2010 Qtr 2: 0; 2010 Qtr 3: 0; 2010 Qtr 4: 0; 2011 Qtr 1: 0; 2011 Qtr 2: 0; 2011 Qtr 3: 0; 2011 Qtr 4: 0 | 2
0 | 348003-Pipe Wrap |  | System | Residential | HorizAxisClothesWasher | 0 |  |  |  |  | 40 | 0 | 0 | 0 | 33.75 | 6.25 | 0 |  | kW | 0 | 8.978 | Residential |  | Annual | [5 empty] | 11 | 0.85 |  |  |  | 0 | 1 | 0 | 0 | 0 | 0 | 0 | 0 | 0 | 0 | 0 | 0 | 2009 Qtr 1: 0; 2009 Qtr 2: 0; 2009 Qtr 3: 1; 2009 Qtr 4: 0; 2010 Qtr 1: 0; 2010 Qtr 2: 0; 2010 Qtr 3: 0; 2010 Qtr 4: 0; 2011 Qtr 1: 0; 2011 Qtr 2: 0; 2011 Qtr 3: 0; 2011 Qtr 4: 0 | 1
0 | 348004-Faucet Aerator |  | System | Residential | HorizAxisClothesWasher | 0 |  |  |  |  | 12.7 | 0 | 0 | 0 | 10.88 | 1.82 | 0 |  | kW | 0 | 6.733 | Residential |  | Annual | [5 empty] | 10 | 0.85 |  |  |  | 0 | 3 | 0 | 0 | 0 | 0 | 0 | 0 | 0 | 0 | 0 | 0 | 2009 Qtr 1: 0; 2009 Qtr 2: 0; 2009 Qtr 3: 3; 2009 Qtr 4: 0; 2010 Qtr 1: 0; 2010 Qtr 2: 0; 2010 Qtr 3: 0; 2010 Qtr 4: 0; 2011 Qtr 1: 0; 2011 Qtr 2: 0; 2011 Qtr 3: 0; 2011 Qtr 4: 0 | 3
0 | 348005-Low Flow Showerheads |  | System | Residential | HorizAxisClothesWasher | 0 |  |  |  |  | 37.95 | 0 | 0 | 0 | 33.71 | 4.24 | 0 |  | kW | 0 | 8.978 | Residential |  | Annual | [5 empty] | 10 | 0.7 |  |  |  | 0 | 2 | 0 | 0 | 0 | 0 | 0 | 0 | 0 | 0 | 0 | 0 | 2009 Qtr 1: 0; 2009 Qtr 2: 0; 2009 Qtr 3: 2; 2009 Qtr 4: 0; 2010 Qtr 1: 0; 2010 Qtr 2: 0; 2010 Qtr 3: 0; 2010 Qtr 4: 0; 2011 Qtr 1: 0; 2011 Qtr 2: 0; 2011 Qtr 3: 0; 2011 Qtr 4: 0 | 2
0 | 348003-Pipe Wrap |  | System | Residential | HorizAxisClothesWasher | 0 |  |  |  |  | 40 | 0 | 0 | 0 | 33.75 | 6.25 | 0 |  | kW | 0 | 8.978 | Residential |  | Annual | [5 empty] | 11 | 0.85 |  |  |  | 0 | 1 | 0 | 0 | 0 | 0 | 0 | 0 | 0 | 0 | 0 | 0 | 2009 Qtr 1: 0; 2009 Qtr 2: 0; 2009 Qtr 3: 1; 2009 Qtr 4: 0; 2010 Qtr 1: 0; 2010 Qtr 2: 0; 2010 Qtr 3: 0; 2010 Qtr 4: 0; 2011 Qtr 1: 0; 2011 Qtr 2: 0; 2011 Qtr 3: 0; 2011 Qtr 4: 0 | 1
0 | 348002-Duct Test and Seal (Gas Only) |  | System | Residential | AC_Cooling | 0 |  |  |  |  | 721.3171 | 0 | 0 | 0 | 644.7805 | 76.5366 | 0 |  | kW | 0 | 35 | Residential |  | Annual | [5 empty] | 18 | 0.78 |  |  |  | 0 | 0.41 | 0 | 0 | 0 | 0 | 0 | 0 | 0 | 0 | 0 | 0 | 2009 Qtr 1: 0; 2009 Qtr 2: 0; 2009 Qtr 3: 0.41; 2009 Qtr 4: 0; 2010 Qtr 1: 0; 2010 Qtr 2: 0; 2010 Qtr 3: 0; 2010 Qtr 4: 0; 2011 Qtr 1: 0; 2011 Qtr 2: 0; 2011 Qtr 3: 0; 2011 Qtr 4: 0 | 0.41
0 | 348004-Faucet Aerator |  | System | Residential | HorizAxisClothesWasher | 0 |  |  |  |  | 12.7 | 0 | 0 | 0 | 10.88 | 1.82 | 0 |  | kW | 0 | 6.733 | Residential |  | Annual | [5 empty] | 10 | 0.85 |  |  |  | 0 | 3 | 0 | 0 | 0 | 0 | 0 | 0 | 0 | 0 | 0 | 0 | 2009 Qtr 1: 0; 2009 Qtr 2: 0; 2009 Qtr 3: 3; 2009 Qtr 4: 0; 2010 Qtr 1: 0; 2010 Qtr 2: 0; 2010 Qtr 3: 0; 2010 Qtr 4: 0; 2011 Qtr 1: 0; 2011 Qtr 2: 0; 2011 Qtr 3: 0; 2011 Qtr 4: 0 | 3
0 | 348005-Low Flow Showerheads |  | System | Residential | HorizAxisClothesWasher | 0 |  |  |  |  | 37.95 | 0 | 0 | 0 | 33.71 | 4.24 | 0 |  | kW | 0 | 8.978 | Residential |  | Annual | [5 empty] | 10 | 0.7 |  |  |  | 0 | 2 | 0 | 0 | 0 | 0 | 0 | 0 | 0 | 0 | 0 | 0 | 2009 Qtr 1: 0; 2009 Qtr 2: 0; 2009 Qtr 3: 2; 2009 Qtr 4: 0; 2010 Qtr 1: 0; 2010 Qtr 2: 0; 2010 Qtr 3: 0; 2010 Qtr 4: 0; 2011 Qtr 1: 0; 2011 Qtr 2: 0; 2011 Qtr 3: 0; 2011 Qtr 4: 0 | 2
0 | 348003-Pipe Wrap |  | System | Residential | HorizAxisClothesWasher | 0 |  |  |  |  | 40 | 0 | 0 | 0 | 33.75 | 6.25 | 0 |  | kW | 0 | 8.978 | Residential |  | Annual | [5 empty] | 11 | 0.85 |  |  |  | 0 | 1 | 0 | 0 | 0 | 0 | 0 | 0 | 0 | 0 | 0 | 0 | 2009 Qtr 1: 0; 2009 Qtr 2: 0; 2009 Qtr 3: 1; 2009 Qtr 4: 0; 2010 Qtr 1: 0; 2010 Qtr 2: 0; 2010 Qtr 3: 0; 2010 Qtr 4: 0; 2011 Qtr 1: 0; 2011 Qtr 2: 0; 2011 Qtr 3: 0; 2011 Qtr 4: 0 | 1
0 | 348004-Faucet Aerator |  | System | Residential | HorizAxisClothesWasher | 0 |  |  |  |  | 12.7 | 0 | 0 | 0 | 10.88 | 1.82 | 0 |  | kW | 0 | 6.733 | Residential |  | Annual | [5 empty] | 10 | 0.85 |  |  |  | 0 | 2 | 0 | 0 | 0 | 0 | 0 | 0 | 0 | 0 | 0 | 0 | 2009 Qtr 1: 0; 2009 Qtr 2: 0; 2009 Qtr 3: 2; 2009 Qtr 4: 0; 2010 Qtr 1: 0; 2010 Qtr 2: 0; 2010 Qtr 3: 0; 2010 Qtr 4: 0; 2011 Qtr 1: 0; 2011 Qtr 2: 0; 2011 Qtr 3: 0; 2011 Qtr 4: 0 | 2
0 | 348005-Low Flow Showerheads |  | System | Residential | HorizAxisClothesWasher | 0 |  |  |  |  | 37.95 | 0 | 0 | 0 | 33.71 | 4.24 | 0 |  | kW | 0 | 8.978 | Residential |  | Annual | [5 empty] | 10 | 0.7 |  |  |  | 0 | 1 | 0 | 0 | 0 | 0 | 0 | 0 | 0 | 0 | 0 | 0 | 2009 Qtr 1: 0; 2009 Qtr 2: 0; 2009 Qtr 3: 1; 2009 Qtr 4: 0; 2010 Qtr 1: 0; 2010 Qtr 2: 0; 2010 Qtr 3: 0; 2010 Qtr 4: 0; 2011 Qtr 1: 0; 2011 Qtr 2: 0; 2011 Qtr 3: 0; 2011 Qtr 4: 0 | 1
0 | 348003-Pipe Wrap |  | System | Residential | HorizAxisClothesWasher | 0 |  |  |  |  | 40 | 0 | 0 | 0 | 33.75 | 6.25 | 0 |  | kW | 0 | 8.978 | Residential |  | Annual | [5 empty] | 11 | 0.85 |  |  |  | 0 | 1 | 0 | 0 | 0 | 0 | 0 | 0 | 0 | 0 | 0 | 0 | 2009 Qtr 1: 0; 2009 Qtr 2: 0; 2009 Qtr 3: 1; 2009 Qtr 4: 0; 2010 Qtr 1: 0; 2010 Qtr 2: 0; 2010 Qtr 3: 0; 2010 Qtr 4: 0; 2011 Qtr 1: 0; 2011 Qtr 2: 0; 2011 Qtr 3: 0; 2011 Qtr 4: 0 | 1
0 | 348004-Faucet Aerator |  | System | Residential | HorizAxisClothesWasher | 0 |  |  |  |  | 12.7 | 0 | 0 | 0 | 10.88 | 1.82 | 0 |  | kW | 0 | 6.733 | Residential |  | Annual | [5 empty] | 10 | 0.85 |  |  |  | 0 | 3 | 0 | 0 | 0 | 0 | 0 | 0 | 0 | 0 | 0 | 0 | 2009 Qtr 1: 0; 2009 Qtr 2: 0; 2009 Qtr 3: 3; 2009 Qtr 4: 0; 2010 Qtr 1: 0; 2010 Qtr 2: 0; 2010 Qtr 3: 0; 2010 Qtr 4: 0; 2011 Qtr 1: 0; 2011 Qtr 2: 0; 2011 Qtr 3: 0; 2011 Qtr 4: 0 | 3
0 | 348005-Low Flow Showerheads |  | System | Residential | HorizAxisClothesWasher | 0 |  |  |  |  | 37.95 | 0 | 0 | 0 | 33.71 | 4.24 | 0 |  | kW | 0 | 8.978 | Residential |  | Annual | [5 empty] | 10 | 0.7 |  |  |  | 0 | 2 | 0 | 0 | 0 | 0 | 0 | 0 | 0 | 0 | 0 | 0 | 2009 Qtr 1: 0; 2009 Qtr 2: 0; 2009 Qtr 3: 2; 2009 Qtr 4: 0; 2010 Qtr 1: 0; 2010 Qtr 2: 0; 2010 Qtr 3: 0; 2010 Qtr 4: 0; 2011 Qtr 1: 0; 2011 Qtr 2: 0; 2011 Qtr 3: 0; 2011 Qtr 4: 0 | 2
0 | 348003-Pipe Wrap |  | System | Residential | HorizAxisClothesWasher | 0 |  |  |  |  | 40 | 0 | 0 | 0 | 33.75 | 6.25 | 0 |  | kW | 0 | 8.978 | Residential |  | Annual | [5 empty] | 11 | 0.85 |  |  |  | 0 | 1 | 0 | 0 | 0 | 0 | 0 | 0 | 0 | 0 | 0 | 0 | 2009 Qtr 1: 0; 2009 Qtr 2: 0; 2009 Qtr 3: 1; 2009 Qtr 4: 0; 2010 Qtr 1: 0; 2010 Qtr 2: 0; 2010 Qtr 3: 0; 2010 Qtr 4: 0; 2011 Qtr 1: 0; 2011 Qtr 2: 0; 2011 Qtr 3: 0; 2011 Qtr 4: 0 | 1
0 | 348004-Faucet Aerator |  | System | Residential | HorizAxisClothesWasher | 0 |  |  |  |  | 12.7 | 0 | 0 | 0 | 10.88 | 1.82 | 0 |  | kW | 0 | 6.733 | Residential |  | Annual | [5 empty] | 10 | 0.85 |  |  |  | 0 | 1 | 0 | 0 | 0 | 0 | 0 | 0 | 0 | 0 | 0 | 0 | 2009 Qtr 1: 0; 2009 Qtr 2: 0; 2009 Qtr 3: 1; 2009 Qtr 4: 0; 2010 Qtr 1: 0; 2010 Qtr 2: 0; 2010 Qtr 3: 0; 2010 Qtr 4: 0; 2011 Qtr 1: 0; 2011 Qtr 2: 0; 2011 Qtr 3: 0; 2011 Qtr 4: 0 | 1
0 | 348005-Low Flow Showerheads |  | System | Residential | HorizAxisClothesWasher | 0 |  |  |  |  | 37.95 | 0 | 0 | 0 | 33.71 | 4.24 | 0 |  | kW | 0 | 8.978 | Residential |  | Annual | [5 empty] | 10 | 0.7 |  |  |  | 0 | 2 | 0 | 0 | 0 | 0 | 0 | 0 | 0 | 0 | 0 | 0 | 2009 Qtr 1: 0; 2009 Qtr 2: 0; 2009 Qtr 3: 2; 2009 Qtr 4: 0; 2010 Qtr 1: 0; 2010 Qtr 2: 0; 2010 Qtr 3: 0; 2010 Qtr 4: 0; 2011 Qtr 1: 0; 2011 Qtr 2: 0; 2011 Qtr 3: 0; 2011 Qtr 4: 0 | 2
0 | 348003-Pipe Wrap |  | System | Residential | HorizAxisClothesWasher | 0 |  |  |  |  | 40 | 0 | 0 | 0 | 33.75 | 6.25 | 0 |  | kW | 0 | 8.978 | Residential |  | Annual | [5 empty] | 11 | 0.85 |  |  |  | 0 | 1 | 0 | 0 | 0 | 0 | 0 | 0 | 0 | 0 | 0 | 0 | 2009 Qtr 1: 0; 2009 Qtr 2: 0; 2009 Qtr 3: 1; 2009 Qtr 4: 0; 2010 Qtr 1: 0; 2010 Qtr 2: 0; 2010 Qtr 3: 0; 2010 Qtr 4: 0; 2011 Qtr 1: 0; 2011 Qtr 2: 0; 2011 Qtr 3: 0; 2011 Qtr 4: 0 | 1
0 | 348002-Duct Test and Seal (Gas Only) |  | System | Residential | AC_Cooling | 0 |  |  |  |  | 721.3171 | 0 | 0 | 0 | 644.7805 | 76.5366 | 0 |  | kW | 0 | 35 | Residential |  | Annual | [5 empty] | 18 | 0.78 |  |  |  | 0 | 0.41 | 0 | 0 | 0 | 0 | 0 | 0 | 0 | 0 | 0 | 0 | 2009 Qtr 1: 0; 2009 Qtr 2: 0; 2009 Qtr 3: 0.41; 2009 Qtr 4: 0; 2010 Qtr 1: 0; 2010 Qtr 2: 0; 2010 Qtr 3: 0; 2010 Qtr 4: 0; 2011 Qtr 1: 0; 2011 Qtr 2: 0; 2011 Qtr 3: 0; 2011 Qtr 4: 0 | 0.41
0 | 348004-Faucet Aerator |  | System | Residential | HorizAxisClothesWasher | 0 |  |  |  |  | 12.7 | 0 | 0 | 0 | 10.88 | 1.82 | 0 |  | kW | 0 | 6.733 | Residential |  | Annual | [5 empty] | 10 | 0.85 |  |  |  | 0 | 2 | 0 | 0 | 0 | 0 | 0 | 0 | 0 | 0 | 0 | 0 | 2009 Qtr 1: 0; 2009 Qtr 2: 0; 2009 Qtr 3: 2; 2009 Qtr 4: 0; 2010 Qtr 1: 0; 2010 Qtr 2: 0; 2010 Qtr 3: 0; 2010 Qtr 4: 0; 2011 Qtr 1: 0; 2011 Qtr 2: 0; 2011 Qtr 3: 0; 2011 Qtr 4: 0 | 2
0 | 348005-Low Flow Showerheads |  | System | Residential | HorizAxisClothesWasher | 0 |  |  |  |  | 37.95 | 0 | 0 | 0 | 33.71 | 4.24 | 0 |  | kW | 0 | 8.978 | Residential |  | Annual | [5 empty] | 10 | 0.7 |  |  |  | 0 | 1 | 0 | 0 | 0 | 0 | 0 | 0 | 0 | 0 | 0 | 0 | 2009 Qtr 1: 0; 2009 Qtr 2: 0; 2009 Qtr 3: 1; 2009 Qtr 4: 0; 2010 Qtr 1: 0; 2010 Qtr 2: 0; 2010 Qtr 3: 0; 2010 Qtr 4: 0; 2011 Qtr 1: 0; 2011 Qtr 2: 0; 2011 Qtr 3: 0; 2011 Qtr 4: 0 | 1
0 | 348003-Pipe Wrap |  | System | Residential | HorizAxisClothesWasher | 0 |  |  |  |  | 40 | 0 | 0 | 0 | 33.75 | 6.25 | 0 |  | kW | 0 | 8.978 | Residential |  | Annual | [5 empty] | 11 | 0.85 |  |  |  | 0 | 1 | 0 | 0 | 0 | 0 | 0 | 0 | 0 | 0 | 0 | 0 | 2009 Qtr 1: 0; 2009 Qtr 2: 0; 2009 Qtr 3: 1; 2009 Qtr 4: 0; 2010 Qtr 1: 0; 2010 Qtr 2: 0; 2010 Qtr 3: 0; 2010 Qtr 4: 0; 2011 Qtr 1: 0; 2011 Qtr 2: 0; 2011 Qtr 3: 0; 2011 Qtr 4: 0 | 1
0 | 348002-Duct Test and Seal (Gas Only) |  | System | Residential | AC_Cooling | 0 |  |  |  |  | 721.3171 | 0 | 0 | 0 | 644.7805 | 76.5366 | 0 |  | kW | 0 | 35 | Residential |  | Annual | [5 empty] | 18 | 0.78 |  |  |  | 0 | 0.41 | 0 | 0 | 0 | 0 | 0 | 0 | 0 | 0 | 0 | 0 | 2009 Qtr 1: 0; 2009 Qtr 2: 0; 2009 Qtr 3: 0.41; 2009 Qtr 4: 0; 2010 Qtr 1: 0; 2010 Qtr 2: 0; 2010 Qtr 3: 0; 2010 Qtr 4: 0; 2011 Qtr 1: 0; 2011 Qtr 2: 0; 2011 Qtr 3: 0; 2011 Qtr 4: 0 | 0.41
0 | 348004-Faucet Aerator |  | System | Residential | HorizAxisClothesWasher | 0 |  |  |  |  | 12.7 | 0 | 0 | 0 | 10.88 | 1.82 | 0 |  | kW | 0 | 6.733 | Residential |  | Annual | [5 empty] | 10 | 0.85 |  |  |  | 0 | 1 | 0 | 0 | 0 | 0 | 0 | 0 | 0 | 0 | 0 | 0 | 2009 Qtr 1: 0; 2009 Qtr 2: 0; 2009 Qtr 3: 1; 2009 Qtr 4: 0; 2010 Qtr 1: 0; 2010 Qtr 2: 0; 2010 Qtr 3: 0; 2010 Qtr 4: 0; 2011 Qtr 1: 0; 2011 Qtr 2: 0; 2011 Qtr 3: 0; 2011 Qtr 4: 0 | 1
0 | 348003-Pipe Wrap |  | System | Residential | HorizAxisClothesWasher | 0 |  |  |  |  | 40 | 0 | 0 | 0 | 33.75 | 6.25 | 0 |  | kW | 0 | 8.978 | Residential |  | Annual | [5 empty] | 11 | 0.85 |  |  |  | 0 | 1 | 0 | 0 | 0 | 0 | 0 | 0 | 0 | 0 | 0 | 0 | 2009 Qtr 1: 0; 2009 Qtr 2: 0; 2009 Qtr 3: 1; 2009 Qtr 4: 0; 2010 Qtr 1: 0; 2010 Qtr 2: 0; 2010 Qtr 3: 0; 2010 Qtr 4: 0; 2011 Qtr 1: 0; 2011 Qtr 2: 0; 2011 Qtr 3: 0; 2011 Qtr 4: 0 | 1
0 | 348002-Duct Test and Seal (Gas Only) |  | System | Residential | AC_Cooling | 0 |  |  |  |  | 721.3171 | 0 | 0 | 0 | 644.7805 | 76.5366 | 0 |  | kW | 0 | 35 | Residential |  | Annual | [5 empty] | 18 | 0.78 |  |  |  | 0 | 0.41 | 0 | 0 | 0 | 0 | 0 | 0 | 0 | 0 | 0 | 0 | 2009 Qtr 1: 0; 2009 Qtr 2: 0; 2009 Qtr 3: 0.41; 2009 Qtr 4: 0; 2010 Qtr 1: 0; 2010 Qtr 2: 0; 2010 Qtr 3: 0; 2010 Qtr 4: 0; 2011 Qtr 1: 0; 2011 Qtr 2: 0; 2011 Qtr 3: 0; 2011 Qtr 4: 0 | 0.41
0 | 348004-Faucet Aerator |  | System | Residential | HorizAxisClothesWasher | 0 |  |  |  |  | 12.7 | 0 | 0 | 0 | 10.88 | 1.82 | 0 |  | kW | 0 | 6.733 | Residential |  | Annual | [5 empty] | 10 | 0.85 |  |  |  | 0 | 1 | 0 | 0 | 0 | 0 | 0 | 0 | 0 | 0 | 0 | 0 | 2009 Qtr 1: 0; 2009 Qtr 2: 0; 2009 Qtr 3: 1; 2009 Qtr 4: 0; 2010 Qtr 1: 0; 2010 Qtr 2: 0; 2010 Qtr 3: 0; 2010 Qtr 4: 0; 2011 Qtr 1: 0; 2011 Qtr 2: 0; 2011 Qtr 3: 0; 2011 Qtr 4: 0 | 1
0 | 348005-Low Flow Showerheads |  | System | Residential | HorizAxisClothesWasher | 0 |  |  |  |  | 37.95 | 0 | 0 | 0 | 33.71 | 4.24 | 0 |  | kW | 0 | 8.978 | Residential |  | Annual | [5 empty] | 10 | 0.7 |  |  |  | 0 | 1 | 0 | 0 | 0 | 0 | 0 | 0 | 0 | 0 | 0 | 0 | 2009 Qtr 1: 0; 2009 Qtr 2: 0; 2009 Qtr 3: 1; 2009 Qtr 4: 0; 2010 Qtr 1: 0; 2010 Qtr 2: 0; 2010 Qtr 3: 0; 2010 Qtr 4: 0; 2011 Qtr 1: 0; 2011 Qtr 2: 0; 2011 Qtr 3: 0; 2011 Qtr 4: 0 | 1
0 | 348003-Pipe Wrap |  | System | Residential | HorizAxisClothesWasher | 0 |  |  |  |  | 40 | 0 | 0 | 0 | 33.75 | 6.25 | 0 |  | kW | 0 | 8.978 | Residential |  | Annual | [5 empty] | 11 | 0.85 |  |  |  | 0 | 1 | 0 | 0 | 0 | 0 | 0 | 0 | 0 | 0 | 0 | 0 | 2009 Qtr 1: 0; 2009 Qtr 2: 0; 2009 Qtr 3: 1; 2009 Qtr 4: 0; 2010 Qtr 1: 0; 2010 Qtr 2: 0; 2010 Qtr 3: 0; 2010 Qtr 4: 0; 2011 Qtr 1: 0; 2011 Qtr 2: 0; 2011 Qtr 3: 0; 2011 Qtr 4: 0 | 1
0 | 348002-Duct Test and Seal (Gas Only) |  | System | Residential | AC_Cooling | 0 |  |  |  |  | 721.3171 | 0 | 0 | 0 | 644.7805 | 76.5366 | 0 |  | kW | 0 | 35 | Residential |  | Annual | [5 empty] | 18 | 0.78 |  |  |  | 0 | 0.41 | 0 | 0 | 0 | 0 | 0 | 0 | 0 | 0 | 0 | 0 | 2009 Qtr 1: 0; 2009 Qtr 2: 0; 2009 Qtr 3: 0.41; 2009 Qtr 4: 0; 2010 Qtr 1: 0; 2010 Qtr 2: 0; 2010 Qtr 3: 0; 2010 Qtr 4: 0; 2011 Qtr 1: 0; 2011 Qtr 2: 0; 2011 Qtr 3: 0; 2011 Qtr 4: 0 | 0.41
0 | 348004-Faucet Aerator |  | System | Residential | HorizAxisClothesWasher | 0 |  |  |  |  | 12.7 | 0 | 0 | 0 | 10.88 | 1.82 | 0 |  | kW | 0 | 6.733 | Residential |  | Annual | [5 empty] | 10 | 0.85 |  |  |  | 0 | 4 | 0 | 0 | 0 | 0 | 0 | 0 | 0 | 0 | 0 | 0 | 2009 Qtr 1: 0; 2009 Qtr 2: 0; 2009 Qtr 3: 4; 2009 Qtr 4: 0; 2010 Qtr 1: 0; 2010 Qtr 2: 0; 2010 Qtr 3: 0; 2010 Qtr 4: 0; 2011 Qtr 1: 0; 2011 Qtr 2: 0; 2011 Qtr 3: 0; 2011 Qtr 4: 0 | 4
0 | 348005-Low Flow Showerheads |  | System | Residential | HorizAxisClothesWasher | 0 |  |  |  |  | 37.95 | 0 | 0 | 0 | 33.71 | 4.24 | 0 |  | kW | 0 | 8.978 | Residential |  | Annual | [5 empty] | 10 | 0.7 |  |  |  | 0 | 2 | 0 | 0 | 0 | 0 | 0 | 0 | 0 | 0 | 0 | 0 | 2009 Qtr 1: 0; 2009 Qtr 2: 0; 2009 Qtr 3: 2; 2009 Qtr 4: 0; 2010 Qtr 1: 0; 2010 Qtr 2: 0; 2010 Qtr 3: 0; 2010 Qtr 4: 0; 2011 Qtr 1: 0; 2011 Qtr 2: 0; 2011 Qtr 3: 0; 2011 Qtr 4: 0 | 2
0 | 348003-Pipe Wrap |  | System | Residential | HorizAxisClothesWasher | 0 |  |  |  |  | 40 | 0 | 0 | 0 | 33.75 | 6.25 | 0 |  | kW | 0 | 8.978 | Residential |  | Annual | [5 empty] | 11 | 0.85 |  |  |  | 0 | 1 | 0 | 0 | 0 | 0 | 0 | 0 | 0 | 0 | 0 | 0 | 2009 Qtr 1: 0; 2009 Qtr 2: 0; 2009 Qtr 3: 1; 2009 Qtr 4: 0; 2010 Qtr 1: 0; 2010 Qtr 2: 0; 2010 Qtr 3: 0; 2010 Qtr 4: 0; 2011 Qtr 1: 0; 2011 Qtr 2: 0; 2011 Qtr 3: 0; 2011 Qtr 4: 0 | 1
0 | 348004-Faucet Aerator |  | System | Residential | HorizAxisClothesWasher | 0 |  |  |  |  | 12.7 | 0 | 0 | 0 | 10.88 | 1.82 | 0 |  | kW | 0 | 6.733 | Residential |  | Annual | [5 empty] | 10 | 0.85 |  |  |  | 0 | 1 | 0 | 0 | 0 | 0 | 0 | 0 | 0 | 0 | 0 | 0 | 2009 Qtr 1: 0; 2009 Qtr 2: 0; 2009 Qtr 3: 1; 2009 Qtr 4: 0; 2010 Qtr 1: 0; 2010 Qtr 2: 0; 2010 Qtr 3: 0; 2010 Qtr 4: 0; 2011 Qtr 1: 0; 2011 Qtr 2: 0; 2011 Qtr 3: 0; 2011 Qtr 4: 0 | 1
0 | 348002-Duct Test and Seal (Gas Only) |  | System | Residential | AC_Cooling | 0 |  |  |  |  | 721.3171 | 0 | 0 | 0 | 644.7805 | 76.5366 | 0 |  | kW | 0 | 35 | Residential |  | Annual | [5 empty] | 18 | 0.78 |  |  |  | 0 | 0.41 | 0 | 0 | 0 | 0 | 0 | 0 | 0 | 0 | 0 | 0 | 2009 Qtr 1: 0; 2009 Qtr 2: 0; 2009 Qtr 3: 0.41; 2009 Qtr 4: 0; 2010 Qtr 1: 0; 2010 Qtr 2: 0; 2010 Qtr 3: 0; 2010 Qtr 4: 0; 2011 Qtr 1: 0; 2011 Qtr 2: 0; 2011 Qtr 3: 0; 2011 Qtr 4: 0 | 0.41
0 | 348004-Faucet Aerator |  | System | Residential | HorizAxisClothesWasher | 0 |  |  |  |  | 12.7 | 0 | 0 | 0 | 10.88 | 1.82 | 0 |  | kW | 0 | 6.733 | Residential |  | Annual | [5 empty] | 10 | 0.85 |  |  |  | 0 | 3 | 0 | 0 | 0 | 0 | 0 | 0 | 0 | 0 | 0 | 0 | 2009 Qtr 1: 0; 2009 Qtr 2: 0; 2009 Qtr 3: 3; 2009 Qtr 4: 0; 2010 Qtr 1: 0; 2010 Qtr 2: 0; 2010 Qtr 3: 0; 2010 Qtr 4: 0; 2011 Qtr 1: 0; 2011 Qtr 2: 0; 2011 Qtr 3: 0; 2011 Qtr 4: 0 | 3
0 | 348005-Low Flow Showerheads |  | System | Residential | HorizAxisClothesWasher | 0 |  |  |  |  | 37.95 | 0 | 0 | 0 | 33.71 | 4.24 | 0 |  | kW | 0 | 8.978 | Residential |  | Annual | [5 empty] | 10 | 0.7 |  |  |  | 0 | 2 | 0 | 0 | 0 | 0 | 0 | 0 | 0 | 0 | 0 | 0 | 2009 Qtr 1: 0; 2009 Qtr 2: 0; 2009 Qtr 3: 2; 2009 Qtr 4: 0; 2010 Qtr 1: 0; 2010 Qtr 2: 0; 2010 Qtr 3: 0; 2010 Qtr 4: 0; 2011 Qtr 1: 0; 2011 Qtr 2: 0; 2011 Qtr 3: 0; 2011 Qtr 4: 0 | 2
0 | 348003-Pipe Wrap |  | System | Residential | HorizAxisClothesWasher | 0 |  |  |  |  | 40 | 0 | 0 | 0 | 33.75 | 6.25 | 0 |  | kW | 0 | 8.978 | Residential |  | Annual | [5 empty] | 11 | 0.85 |  |  |  | 0 | 1 | 0 | 0 | 0 | 0 | 0 | 0 | 0 | 0 | 0 | 0 | 2009 Qtr 1: 0; 2009 Qtr 2: 0; 2009 Qtr 3: 1; 2009 Qtr 4: 0; 2010 Qtr 1: 0; 2010 Qtr 2: 0; 2010 Qtr 3: 0; 2010 Qtr 4: 0; 2011 Qtr 1: 0; 2011 Qtr 2: 0; 2011 Qtr 3: 0; 2011 Qtr 4: 0 | 1
0 | 348002-Duct Test and Seal (Gas Only) |  | System | Residential | AC_Cooling | 0 |  |  |  |  | 721.3171 | 0 | 0 | 0 | 644.7805 | 76.5366 | 0 |  | kW | 0 | 35 | Residential |  | Annual | [5 empty] | 18 | 0.78 |  |  |  | 0 | 0.41 | 0 | 0 | 0 | 0 | 0 | 0 | 0 | 0 | 0 | 0 | 2009 Qtr 1: 0; 2009 Qtr 2: 0; 2009 Qtr 3: 0.41; 2009 Qtr 4: 0; 2010 Qtr 1: 0; 2010 Qtr 2: 0; 2010 Qtr 3: 0; 2010 Qtr 4: 0; 2011 Qtr 1: 0; 2011 Qtr 2: 0; 2011 Qtr 3: 0; 2011 Qtr 4: 0 | 0.41
0 | 348004-Faucet Aerator |  | System | Residential | HorizAxisClothesWasher | 0 |  |  |  |  | 12.7 | 0 | 0 | 0 | 10.88 | 1.82 | 0 |  | kW | 0 | 6.733 | Residential |  | Annual | [5 empty] | 10 | 0.85 |  |  |  | 0 | 2 | 0 | 0 | 0 | 0 | 0 | 0 | 0 | 0 | 0 | 0 | 2009 Qtr 1: 0; 2009 Qtr 2: 0; 2009 Qtr 3: 2; 2009 Qtr 4: 0; 2010 Qtr 1: 0; 2010 Qtr 2: 0; 2010 Qtr 3: 0; 2010 Qtr 4: 0; 2011 Qtr 1: 0; 2011 Qtr 2: 0; 2011 Qtr 3: 0; 2011 Qtr 4: 0 | 2
0 | 348005-Low Flow Showerheads |  | System | Residential | HorizAxisClothesWasher | 0 |  |  |  |  | 37.95 | 0 | 0 | 0 | 33.71 | 4.24 | 0 |  | kW | 0 | 8.978 | Residential |  | Annual | [5 empty] | 10 | 0.7 |  |  |  | 0 | 1 | 0 | 0 | 0 | 0 | 0 | 0 | 0 | 0 | 0 | 0 | 2009 Qtr 1: 0; 2009 Qtr 2: 0; 2009 Qtr 3: 1; 2009 Qtr 4: 0; 2010 Qtr 1: 0; 2010 Qtr 2: 0; 2010 Qtr 3: 0; 2010 Qtr 4: 0; 2011 Qtr 1: 0; 2011 Qtr 2: 0; 2011 Qtr 3: 0; 2011 Qtr 4: 0 | 1
0 | 348003-Pipe Wrap |  | System | Residential | HorizAxisClothesWasher | 0 |  |  |  |  | 40 | 0 | 0 | 0 | 33.75 | 6.25 | 0 |  | kW | 0 | 8.978 | Residential |  | Annual | [5 empty] | 11 | 0.85 |  |  |  | 0 | 1 | 0 | 0 | 0 | 0 | 0 | 0 | 0 | 0 | 0 | 0 | 2009 Qtr 1: 0; 2009 Qtr 2: 0; 2009 Qtr 3: 1; 2009 Qtr 4: 0; 2010 Qtr 1: 0; 2010 Qtr 2: 0; 2010 Qtr 3: 0; 2010 Qtr 4: 0; 2011 Qtr 1: 0; 2011 Qtr 2: 0; 2011 Qtr 3: 0; 2011 Qtr 4: 0 | 1
0 | 348002-Duct Test and Seal (Gas Only) |  | System | Residential | AC_Cooling | 0 |  |  |  |  | 721.3171 | 0 | 0 | 0 | 644.7805 | 76.5366 | 0 |  | kW | 0 | 35 | Residential |  | Annual | [5 empty] | 18 | 0.78 |  |  |  | 0 | 0.41 | 0 | 0 | 0 | 0 | 0 | 0 | 0 | 0 | 0 | 0 | 2009 Qtr 1: 0; 2009 Qtr 2: 0; 2009 Qtr 3: 0.41; 2009 Qtr 4: 0; 2010 Qtr 1: 0; 2010 Qtr 2: 0; 2010 Qtr 3: 0; 2010 Qtr 4: 0; 2011 Qtr 1: 0; 2011 Qtr 2: 0; 2011 Qtr 3: 0; 2011 Qtr 4: 0 | 0.41
0 | 348004-Faucet Aerator |  | System | Residential | HorizAxisClothesWasher | 0 |  |  |  |  | 12.7 | 0 | 0 | 0 | 10.88 | 1.82 | 0 |  | kW | 0 | 6.733 | Residential |  | Annual | [5 empty] | 10 | 0.85 |  |  |  | 0 | 3 | 0 | 0 | 0 | 0 | 0 | 0 | 0 | 0 | 0 | 0 | 2009 Qtr 1: 0; 2009 Qtr 2: 0; 2009 Qtr 3: 3; 2009 Qtr 4: 0; 2010 Qtr 1: 0; 2010 Qtr 2: 0; 2010 Qtr 3: 0; 2010 Qtr 4: 0; 2011 Qtr 1: 0; 2011 Qtr 2: 0; 2011 Qtr 3: 0; 2011 Qtr 4: 0 | 3
0 | 348005-Low Flow Showerheads |  | System | Residential | HorizAxisClothesWasher | 0 |  |  |  |  | 37.95 | 0 | 0 | 0 | 33.71 | 4.24 | 0 |  | kW | 0 | 8.978 | Residential |  | Annual | [5 empty] | 10 | 0.7 |  |  |  | 0 | 2 | 0 | 0 | 0 | 0 | 0 | 0 | 0 | 0 | 0 | 0 | 2009 Qtr 1: 0; 2009 Qtr 2: 0; 2009 Qtr 3: 2; 2009 Qtr 4: 0; 2010 Qtr 1: 0; 2010 Qtr 2: 0; 2010 Qtr 3: 0; 2010 Qtr 4: 0; 2011 Qtr 1: 0; 2011 Qtr 2: 0; 2011 Qtr 3: 0; 2011 Qtr 4: 0 | 2
0 | 348003-Pipe Wrap |  | System | Residential | HorizAxisClothesWasher | 0 |  |  |  |  | 40 | 0 | 0 | 0 | 33.75 | 6.25 | 0 |  | kW | 0 | 8.978 | Residential |  | Annual | [5 empty] | 11 | 0.85 |  |  |  | 0 | 1 | 0 | 0 | 0 | 0 | 0 | 0 | 0 | 0 | 0 | 0 | 2009 Qtr 1: 0; 2009 Qtr 2: 0; 2009 Qtr 3: 1; 2009 Qtr 4: 0; 2010 Qtr 1: 0; 2010 Qtr 2: 0; 2010 Qtr 3: 0; 2010 Qtr 4: 0; 2011 Qtr 1: 0; 2011 Qtr 2: 0; 2011 Qtr 3: 0; 2011 Qtr 4: 0 | 1
0 | 348004-Faucet Aerator |  | System | Residential | HorizAxisClothesWasher | 0 |  |  |  |  | 12.7 | 0 | 0 | 0 | 10.88 | 1.82 | 0 |  | kW | 0 | 6.733 | Residential |  | Annual | [5 empty] | 10 | 0.85 |  |  |  | 0 | 3 | 0 | 0 | 0 | 0 | 0 | 0 | 0 | 0 | 0 | 0 | 2009 Qtr 1: 0; 2009 Qtr 2: 0; 2009 Qtr 3: 3; 2009 Qtr 4: 0; 2010 Qtr 1: 0; 2010 Qtr 2: 0; 2010 Qtr 3: 0; 2010 Qtr 4: 0; 2011 Qtr 1: 0; 2011 Qtr 2: 0; 2011 Qtr 3: 0; 2011 Qtr 4: 0 | 3
0 | 348005-Low Flow Showerheads |  | System | Residential | HorizAxisClothesWasher | 0 |  |  |  |  | 37.95 | 0 | 0 | 0 | 33.71 | 4.24 | 0 |  | kW | 0 | 8.978 | Residential |  | Annual | [5 empty] | 10 | 0.7 |  |  |  | 0 | 1 | 0 | 0 | 0 | 0 | 0 | 0 | 0 | 0 | 0 | 0 | 2009 Qtr 1: 0; 2009 Qtr 2: 0; 2009 Qtr 3: 1; 2009 Qtr 4: 0; 2010 Qtr 1: 0; 2010 Qtr 2: 0; 2010 Qtr 3: 0; 2010 Qtr 4: 0; 2011 Qtr 1: 0; 2011 Qtr 2: 0; 2011 Qtr 3: 0; 2011 Qtr 4: 0 | 1
0 | 348003-Pipe Wrap |  | System | Residential | HorizAxisClothesWasher | 0 |  |  |  |  | 40 | 0 | 0 | 0 | 33.75 | 6.25 | 0 |  | kW | 0 | 8.978 | Residential |  | Annual | [5 empty] | 11 | 0.85 |  |  |  | 0 | 1 | 0 | 0 | 0 | 0 | 0 | 0 | 0 | 0 | 0 | 0 | 2009 Qtr 1: 0; 2009 Qtr 2: 0; 2009 Qtr 3: 1; 2009 Qtr 4: 0; 2010 Qtr 1: 0; 2010 Qtr 2: 0; 2010 Qtr 3: 0; 2010 Qtr 4: 0; 2011 Qtr 1: 0; 2011 Qtr 2: 0; 2011 Qtr 3: 0; 2011 Qtr 4: 0 | 1
0 | 348002-Duct Test and Seal (Gas Only) |  | System | Residential | AC_Cooling | 0 |  |  |  |  | 721.3171 | 0 | 0 | 0 | 644.7805 | 76.5366 | 0 |  | kW | 0 | 35 | Residential |  | Annual | [5 empty] | 18 | 0.78 |  |  |  | 0 | 0.41 | 0 | 0 | 0 | 0 | 0 | 0 | 0 | 0 | 0 | 0 | 2009 Qtr 1: 0; 2009 Qtr 2: 0; 2009 Qtr 3: 0.41; 2009 Qtr 4: 0; 2010 Qtr 1: 0; 2010 Qtr 2: 0; 2010 Qtr 3: 0; 2010 Qtr 4: 0; 2011 Qtr 1: 0; 2011 Qtr 2: 0; 2011 Qtr 3: 0; 2011 Qtr 4: 0 | 0.41
0 | 348004-Faucet Aerator |  | System | Residential | HorizAxisClothesWasher | 0 |  |  |  |  | 12.7 | 0 | 0 | 0 | 10.88 | 1.82 | 0 |  | kW | 0 | 6.733 | Residential |  | Annual | [5 empty] | 10 | 0.85 |  |  |  | 0 | 1 | 0 | 0 | 0 | 0 | 0 | 0 | 0 | 0 | 0 | 0 | 2009 Qtr 1: 0; 2009 Qtr 2: 0; 2009 Qtr 3: 1; 2009 Qtr 4: 0; 2010 Qtr 1: 0; 2010 Qtr 2: 0; 2010 Qtr 3: 0; 2010 Qtr 4: 0; 2011 Qtr 1: 0; 2011 Qtr 2: 0; 2011 Qtr 3: 0; 2011 Qtr 4: 0 | 1
0 | 348005-Low Flow Showerheads |  | System | Residential | HorizAxisClothesWasher | 0 |  |  |  |  | 37.95 | 0 | 0 | 0 | 33.71 | 4.24 | 0 |  | kW | 0 | 8.978 | Residential |  | Annual | [5 empty] | 10 | 0.7 |  |  |  | 0 | 2 | 0 | 0 | 0 | 0 | 0 | 0 | 0 | 0 | 0 | 0 | 2009 Qtr 1: 0; 2009 Qtr 2: 0; 2009 Qtr 3: 2; 2009 Qtr 4: 0; 2010 Qtr 1: 0; 2010 Qtr 2: 0; 2010 Qtr 3: 0; 2010 Qtr 4: 0; 2011 Qtr 1: 0; 2011 Qtr 2: 0; 2011 Qtr 3: 0; 2011 Qtr 4: 0 | 2
0 | 348003-Pipe Wrap |  | System | Residential | HorizAxisClothesWasher | 0 |  |  |  |  | 40 | 0 | 0 | 0 | 33.75 | 6.25 | 0 |  | kW | 0 | 8.978 | Residential |  | Annual | [5 empty] | 11 | 0.85 |  |  |  | 0 | 1 | 0 | 0 | 0 | 0 | 0 | 0 | 0 | 0 | 0 | 0 | 2009 Qtr 1: 0; 2009 Qtr 2: 0; 2009 Qtr 3: 1; 2009 Qtr 4: 0; 2010 Qtr 1: 0; 2010 Qtr 2: 0; 2010 Qtr 3: 0; 2010 Qtr 4: 0; 2011 Qtr 1: 0; 2011 Qtr 2: 0; 2011 Qtr 3: 0; 2011 Qtr 4: 0 | 1
0 | 348002-Duct Test and Seal (Gas Only) |  | System | Residential | AC_Cooling | 0 |  |  |  |  | 721.3171 | 0 | 0 | 0 | 644.7805 | 76.5366 | 0 |  | kW | 0 | 35 | Residential |  | Annual | [5 empty] | 18 | 0.78 |  |  |  | 0 | 0.41 | 0 | 0 | 0 | 0 | 0 | 0 | 0 | 0 | 0 | 0 | 2009 Qtr 1: 0; 2009 Qtr 2: 0; 2009 Qtr 3: 0.41; 2009 Qtr 4: 0; 2010 Qtr 1: 0; 2010 Qtr 2: 0; 2010 Qtr 3: 0; 2010 Qtr 4: 0; 2011 Qtr 1: 0; 2011 Qtr 2: 0; 2011 Qtr 3: 0; 2011 Qtr 4: 0 | 0.41
0 | 348004-Faucet Aerator |  | System | Residential | HorizAxisClothesWasher | 0 |  |  |  |  | 12.7 | 0 | 0 | 0 | 10.88 | 1.82 | 0 |  | kW | 0 | 6.733 | Residential |  | Annual | [5 empty] | 10 | 0.85 |  |  |  | 0 | 1 | 0 | 0 | 0 | 0 | 0 | 0 | 0 | 0 | 0 | 0 | 2009 Qtr 1: 0; 2009 Qtr 2: 0; 2009 Qtr 3: 1; 2009 Qtr 4: 0; 2010 Qtr 1: 0; 2010 Qtr 2: 0; 2010 Qtr 3: 0; 2010 Qtr 4: 0; 2011 Qtr 1: 0; 2011 Qtr 2: 0; 2011 Qtr 3: 0; 2011 Qtr 4: 0 | 1
0 | 348005-Low Flow Showerheads |  | System | Residential | HorizAxisClothesWasher | 0 |  |  |  |  | 37.95 | 0 | 0 | 0 | 33.71 | 4.24 | 0 |  | kW | 0 | 8.978 | Residential |  | Annual | [5 empty] | 10 | 0.7 |  |  |  | 0 | 1 | 0 | 0 | 0 | 0 | 0 | 0 | 0 | 0 | 0 | 0 | 2009 Qtr 1: 0; 2009 Qtr 2: 0; 2009 Qtr 3: 1; 2009 Qtr 4: 0; 2010 Qtr 1: 0; 2010 Qtr 2: 0; 2010 Qtr 3: 0; 2010 Qtr 4: 0; 2011 Qtr 1: 0; 2011 Qtr 2: 0; 2011 Qtr 3: 0; 2011 Qtr 4: 0 | 1
0 | 348002-Duct Test and Seal (Gas Only) |  | System | Residential | AC_Cooling | 0 |  |  |  |  | 721.3171 | 0 | 0 | 0 | 644.7805 | 76.5366 | 0 |  | kW | 0 | 35 | Residential |  | Annual | [5 empty] | 18 | 0.78 |  |  |  | 0 | 0.41 | 0 | 0 | 0 | 0 | 0 | 0 | 0 | 0 | 0 | 0 | 2009 Qtr 1: 0; 2009 Qtr 2: 0; 2009 Qtr 3: 0.41; 2009 Qtr 4: 0; 2010 Qtr 1: 0; 2010 Qtr 2: 0; 2010 Qtr 3: 0; 2010 Qtr 4: 0; 2011 Qtr 1: 0; 2011 Qtr 2: 0; 2011 Qtr 3: 0; 2011 Qtr 4: 0 | 0.41
0 | 348004-Faucet Aerator |  | System | Residential | HorizAxisClothesWasher | 0 |  |  |  |  | 12.7 | 0 | 0 | 0 | 10.88 | 1.82 | 0 |  | kW | 0 | 6.733 | Residential |  | Annual | [5 empty] | 10 | 0.85 |  |  |  | 0 | 2 | 0 | 0 | 0 | 0 | 0 | 0 | 0 | 0 | 0 | 0 | 2009 Qtr 1: 0; 2009 Qtr 2: 0; 2009 Qtr 3: 2; 2009 Qtr 4: 0; 2010 Qtr 1: 0; 2010 Qtr 2: 0; 2010 Qtr 3: 0; 2010 Qtr 4: 0; 2011 Qtr 1: 0; 2011 Qtr 2: 0; 2011 Qtr 3: 0; 2011 Qtr 4: 0 | 2
0 | 348005-Low Flow Showerheads |  | System | Residential | HorizAxisClothesWasher | 0 |  |  |  |  | 37.95 | 0 | 0 | 0 | 33.71 | 4.24 | 0 |  | kW | 0 | 8.978 | Residential |  | Annual | [5 empty] | 10 | 0.7 |  |  |  | 0 | 1 | 0 | 0 | 0 | 0 | 0 | 0 | 0 | 0 | 0 | 0 | 2009 Qtr 1: 0; 2009 Qtr 2: 0; 2009 Qtr 3: 1; 2009 Qtr 4: 0; 2010 Qtr 1: 0; 2010 Qtr 2: 0; 2010 Qtr 3: 0; 2010 Qtr 4: 0; 2011 Qtr 1: 0; 2011 Qtr 2: 0; 2011 Qtr 3: 0; 2011 Qtr 4: 0 | 1
0 | 348003-Pipe Wrap |  | System | Residential | HorizAxisClothesWasher | 0 |  |  |  |  | 40 | 0 | 0 | 0 | 33.75 | 6.25 | 0 |  | kW | 0 | 8.978 | Residential |  | Annual | [5 empty] | 11 | 0.85 |  |  |  | 0 | 1 | 0 | 0 | 0 | 0 | 0 | 0 | 0 | 0 | 0 | 0 | 2009 Qtr 1: 0; 2009 Qtr 2: 0; 2009 Qtr 3: 1; 2009 Qtr 4: 0; 2010 Qtr 1: 0; 2010 Qtr 2: 0; 2010 Qtr 3: 0; 2010 Qtr 4: 0; 2011 Qtr 1: 0; 2011 Qtr 2: 0; 2011 Qtr 3: 0; 2011 Qtr 4: 0 | 1
0 | 348002-Duct Test and Seal (Gas Only) |  | System | Residential | AC_Cooling | 0 |  |  |  |  | 721.3171 | 0 | 0 | 0 | 644.7805 | 76.5366 | 0 |  | kW | 0 | 35 | Residential |  | Annual | [5 empty] | 18 | 0.78 |  |  |  | 0 | 0.41 | 0 | 0 | 0 | 0 | 0 | 0 | 0 | 0 | 0 | 0 | 2009 Qtr 1: 0; 2009 Qtr 2: 0; 2009 Qtr 3: 0.41; 2009 Qtr 4: 0; 2010 Qtr 1: 0; 2010 Qtr 2: 0; 2010 Qtr 3: 0; 2010 Qtr 4: 0; 2011 Qtr 1: 0; 2011 Qtr 2: 0; 2011 Qtr 3: 0; 2011 Qtr 4: 0 | 0.41
0 | 348004-Faucet Aerator |  | System | Residential | HorizAxisClothesWasher | 0 |  |  |  |  | 12.7 | 0 | 0 | 0 | 10.88 | 1.82 | 0 |  | kW | 0 | 6.733 | Residential |  | Annual | [5 empty] | 10 | 0.85 |  |  |  | 0 | 3 | 0 | 0 | 0 | 0 | 0 | 0 | 0 | 0 | 0 | 0 | 2009 Qtr 1: 0; 2009 Qtr 2: 0; 2009 Qtr 3: 3; 2009 Qtr 4: 0; 2010 Qtr 1: 0; 2010 Qtr 2: 0; 2010 Qtr 3: 0; 2010 Qtr 4: 0; 2011 Qtr 1: 0; 2011 Qtr 2: 0; 2011 Qtr 3: 0; 2011 Qtr 4: 0 | 3
0 | 348005-Low Flow Showerheads |  | System | Residential | HorizAxisClothesWasher | 0 |  |  |  |  | 37.95 | 0 | 0 | 0 | 33.71 | 4.24 | 0 |  | kW | 0 | 8.978 | Residential |  | Annual | [5 empty] | 10 | 0.7 |  |  |  | 0 | 1 | 0 | 0 | 0 | 0 | 0 | 0 | 0 | 0 | 0 | 0 | 2009 Qtr 1: 0; 2009 Qtr 2: 0; 2009 Qtr 3: 1; 2009 Qtr 4: 0; 2010 Qtr 1: 0; 2010 Qtr 2: 0; 2010 Qtr 3: 0; 2010 Qtr 4: 0; 2011 Qtr 1: 0; 2011 Qtr 2: 0; 2011 Qtr 3: 0; 2011 Qtr 4: 0 | 1
0 | 348003-Pipe Wrap |  | System | Residential | HorizAxisClothesWasher | 0 |  |  |  |  | 40 | 0 | 0 | 0 | 33.75 | 6.25 | 0 |  | kW | 0 | 8.978 | Residential |  | Annual | [5 empty] | 11 | 0.85 |  |  |  | 0 | 1 | 0 | 0 | 0 | 0 | 0 | 0 | 0 | 0 | 0 | 0 | 2009 Qtr 1: 0; 2009 Qtr 2: 0; 2009 Qtr 3: 1; 2009 Qtr 4: 0; 2010 Qtr 1: 0; 2010 Qtr 2: 0; 2010 Qtr 3: 0; 2010 Qtr 4: 0; 2011 Qtr 1: 0; 2011 Qtr 2: 0; 2011 Qtr 3: 0; 2011 Qtr 4: 0 | 1
0 | 348004-Faucet Aerator |  | System | Residential | HorizAxisClothesWasher | 0 |  |  |  |  | 12.7 | 0 | 0 | 0 | 10.88 | 1.82 | 0 |  | kW | 0 | 6.733 | Residential |  | Annual | [5 empty] | 10 | 0.85 |  |  |  | 0 | 2 | 0 | 0 | 0 | 0 | 0 | 0 | 0 | 0 | 0 | 0 | 2009 Qtr 1: 0; 2009 Qtr 2: 0; 2009 Qtr 3: 2; 2009 Qtr 4: 0; 2010 Qtr 1: 0; 2010 Qtr 2: 0; 2010 Qtr 3: 0; 2010 Qtr 4: 0; 2011 Qtr 1: 0; 2011 Qtr 2: 0; 2011 Qtr 3: 0; 2011 Qtr 4: 0 | 2
0 | 348005-Low Flow Showerheads |  | System | Residential | HorizAxisClothesWasher | 0 |  |  |  |  | 37.95 | 0 | 0 | 0 | 33.71 | 4.24 | 0 |  | kW | 0 | 8.978 | Residential |  | Annual | [5 empty] | 10 | 0.7 |  |  |  | 0 | 2 | 0 | 0 | 0 | 0 | 0 | 0 | 0 | 0 | 0 | 0 | 2009 Qtr 1: 0; 2009 Qtr 2: 0; 2009 Qtr 3: 2; 2009 Qtr 4: 0; 2010 Qtr 1: 0; 2010 Qtr 2: 0; 2010 Qtr 3: 0; 2010 Qtr 4: 0; 2011 Qtr 1: 0; 2011 Qtr 2: 0; 2011 Qtr 3: 0; 2011 Qtr 4: 0 | 2
0 | 348003-Pipe Wrap |  | System | Residential | HorizAxisClothesWasher | 0 |  |  |  |  | 40 | 0 | 0 | 0 | 33.75 | 6.25 | 0 |  | kW | 0 | 8.978 | Residential |  | Annual | [5 empty] | 11 | 0.85 |  |  |  | 0 | 1 | 0 | 0 | 0 | 0 | 0 | 0 | 0 | 0 | 0 | 0 | 2009 Qtr 1: 0; 2009 Qtr 2: 0; 2009 Qtr 3: 1; 2009 Qtr 4: 0; 2010 Qtr 1: 0; 2010 Qtr 2: 0; 2010 Qtr 3: 0; 2010 Qtr 4: 0; 2011 Qtr 1: 0; 2011 Qtr 2: 0; 2011 Qtr 3: 0; 2011 Qtr 4: 0 | 1
0 | 348004-Faucet Aerator |  | System | Residential | HorizAxisClothesWasher | 0 |  |  |  |  | 12.7 | 0 | 0 | 0 | 10.88 | 1.82 | 0 |  | kW | 0 | 6.733 | Residential |  | Annual | [5 empty] | 10 | 0.85 |  |  |  | 0 | 2 | 0 | 0 | 0 | 0 | 0 | 0 | 0 | 0 | 0 | 0 | 2009 Qtr 1: 0; 2009 Qtr 2: 0; 2009 Qtr 3: 2; 2009 Qtr 4: 0; 2010 Qtr 1: 0; 2010 Qtr 2: 0; 2010 Qtr 3: 0; 2010 Qtr 4: 0; 2011 Qtr 1: 0; 2011 Qtr 2: 0; 2011 Qtr 3: 0; 2011 Qtr 4: 0 | 2
0 | 348005-Low Flow Showerheads |  | System | Residential | HorizAxisClothesWasher | 0 |  |  |  |  | 37.95 | 0 | 0 | 0 | 33.71 | 4.24 | 0 |  | kW | 0 | 8.978 | Residential |  | Annual | [5 empty] | 10 | 0.7 |  |  |  | 0 | 1 | 0 | 0 | 0 | 0 | 0 | 0 | 0 | 0 | 0 | 0 | 2009 Qtr 1: 0; 2009 Qtr 2: 0; 2009 Qtr 3: 1; 2009 Qtr 4: 0; 2010 Qtr 1: 0; 2010 Qtr 2: 0; 2010 Qtr 3: 0; 2010 Qtr 4: 0; 2011 Qtr 1: 0; 2011 Qtr 2: 0; 2011 Qtr 3: 0; 2011 Qtr 4: 0 | 1
0 | 348003-Pipe Wrap |  | System | Residential | HorizAxisClothesWasher | 0 |  |  |  |  | 40 | 0 | 0 | 0 | 33.75 | 6.25 | 0 |  | kW | 0 | 8.978 | Residential |  | Annual | [5 empty] | 11 | 0.85 |  |  |  | 0 | 1 | 0 | 0 | 0 | 0 | 0 | 0 | 0 | 0 | 0 | 0 | 2009 Qtr 1: 0; 2009 Qtr 2: 0; 2009 Qtr 3: 1; 2009 Qtr 4: 0; 2010 Qtr 1: 0; 2010 Qtr 2: 0; 2010 Qtr 3: 0; 2010 Qtr 4: 0; 2011 Qtr 1: 0; 2011 Qtr 2: 0; 2011 Qtr 3: 0; 2011 Qtr 4: 0 | 1
0 | 348004-Faucet Aerator |  | System | Residential | HorizAxisClothesWasher | 0 |  |  |  |  | 12.7 | 0 | 0 | 0 | 10.88 | 1.82 | 0 |  | kW | 0 | 6.733 | Residential |  | Annual | [5 empty] | 10 | 0.85 |  |  |  | 0 | 2 | 0 | 0 | 0 | 0 | 0 | 0 | 0 | 0 | 0 | 0 | 2009 Qtr 1: 0; 2009 Qtr 2: 0; 2009 Qtr 3: 2; 2009 Qtr 4: 0; 2010 Qtr 1: 0; 2010 Qtr 2: 0; 2010 Qtr 3: 0; 2010 Qtr 4: 0; 2011 Qtr 1: 0; 2011 Qtr 2: 0; 2011 Qtr 3: 0; 2011 Qtr 4: 0 | 2
0 | 348005-Low Flow Showerheads |  | System | Residential | HorizAxisClothesWasher | 0 |  |  |  |  | 37.95 | 0 | 0 | 0 | 33.71 | 4.24 | 0 |  | kW | 0 | 8.978 | Residential |  | Annual | [5 empty] | 10 | 0.7 |  |  |  | 0 | 1 | 0 | 0 | 0 | 0 | 0 | 0 | 0 | 0 | 0 | 0 | 2009 Qtr 1: 0; 2009 Qtr 2: 0; 2009 Qtr 3: 1; 2009 Qtr 4: 0; 2010 Qtr 1: 0; 2010 Qtr 2: 0; 2010 Qtr 3: 0; 2010 Qtr 4: 0; 2011 Qtr 1: 0; 2011 Qtr 2: 0; 2011 Qtr 3: 0; 2011 Qtr 4: 0 | 1
0 | 348003-Pipe Wrap |  | System | Residential | HorizAxisClothesWasher | 0 |  |  |  |  | 40 | 0 | 0 | 0 | 33.75 | 6.25 | 0 |  | kW | 0 | 8.978 | Residential |  | Annual | [5 empty] | 11 | 0.85 |  |  |  | 0 | 1 | 0 | 0 | 0 | 0 | 0 | 0 | 0 | 0 | 0 | 0 | 2009 Qtr 1: 0; 2009 Qtr 2: 0; 2009 Qtr 3: 1; 2009 Qtr 4: 0; 2010 Qtr 1: 0; 2010 Qtr 2: 0; 2010 Qtr 3: 0; 2010 Qtr 4: 0; 2011 Qtr 1: 0; 2011 Qtr 2: 0; 2011 Qtr 3: 0; 2011 Qtr 4: 0 | 1
0 | 348004-Faucet Aerator |  | System | Residential | HorizAxisClothesWasher | 0 |  |  |  |  | 12.7 | 0 | 0 | 0 | 10.88 | 1.82 | 0 |  | kW | 0 | 6.733 | Residential |  | Annual | [5 empty] | 10 | 0.85 |  |  |  | 0 | 1 | 0 | 0 | 0 | 0 | 0 | 0 | 0 | 0 | 0 | 0 | 2009 Qtr 1: 0; 2009 Qtr 2: 0; 2009 Qtr 3: 1; 2009 Qtr 4: 0; 2010 Qtr 1: 0; 2010 Qtr 2: 0; 2010 Qtr 3: 0; 2010 Qtr 4: 0; 2011 Qtr 1: 0; 2011 Qtr 2: 0; 2011 Qtr 3: 0; 2011 Qtr 4: 0 | 1
0 | 348003-Pipe Wrap |  | System | Residential | HorizAxisClothesWasher | 0 |  |  |  |  | 40 | 0 | 0 | 0 | 33.75 | 6.25 | 0 |  | kW | 0 | 8.978 | Residential |  | Annual | [5 empty] | 11 | 0.85 |  |  |  | 0 | 1 | 0 | 0 | 0 | 0 | 0 | 0 | 0 | 0 | 0 | 0 | 2009 Qtr 1: 0; 2009 Qtr 2: 0; 2009 Qtr 3: 1; 2009 Qtr 4: 0; 2010 Qtr 1: 0; 2010 Qtr 2: 0; 2010 Qtr 3: 0; 2010 Qtr 4: 0; 2011 Qtr 1: 0; 2011 Qtr 2: 0; 2011 Qtr 3: 0; 2011 Qtr 4: 0 | 1
0 | 348002-Duct Test and Seal (Gas Only) |  | System | Residential | AC_Cooling | 0 |  |  |  |  | 721.3171 | 0 | 0 | 0 | 644.7805 | 76.5366 | 0 |  | kW | 0 | 35 | Residential |  | Annual | [5 empty] | 18 | 0.78 |  |  |  | 0 | 0.41 | 0 | 0 | 0 | 0 | 0 | 0 | 0 | 0 | 0 | 0 | 2009 Qtr 1: 0; 2009 Qtr 2: 0; 2009 Qtr 3: 0.41; 2009 Qtr 4: 0; 2010 Qtr 1: 0; 2010 Qtr 2: 0; 2010 Qtr 3: 0; 2010 Qtr 4: 0; 2011 Qtr 1: 0; 2011 Qtr 2: 0; 2011 Qtr 3: 0; 2011 Qtr 4: 0 | 0.41
0 | 348004-Faucet Aerator |  | System | Residential | HorizAxisClothesWasher | 0 |  |  |  |  | 12.7 | 0 | 0 | 0 | 10.88 | 1.82 | 0 |  | kW | 0 | 6.733 | Residential |  | Annual | [5 empty] | 10 | 0.85 |  |  |  | 0 | 4 | 0 | 0 | 0 | 0 | 0 | 0 | 0 | 0 | 0 | 0 | 2009 Qtr 1: 0; 2009 Qtr 2: 0; 2009 Qtr 3: 4; 2009 Qtr 4: 0; 2010 Qtr 1: 0; 2010 Qtr 2: 0; 2010 Qtr 3: 0; 2010 Qtr 4: 0; 2011 Qtr 1: 0; 2011 Qtr 2: 0; 2011 Qtr 3: 0; 2011 Qtr 4: 0 | 4
0 | 348005-Low Flow Showerheads |  | System | Residential | HorizAxisClothesWasher | 0 |  |  |  |  | 37.95 | 0 | 0 | 0 | 33.71 | 4.24 | 0 |  | kW | 0 | 8.978 | Residential |  | Annual | [5 empty] | 10 | 0.7 |  |  |  | 0 | 1 | 0 | 0 | 0 | 0 | 0 | 0 | 0 | 0 | 0 | 0 | 2009 Qtr 1: 0; 2009 Qtr 2: 0; 2009 Qtr 3: 1; 2009 Qtr 4: 0; 2010 Qtr 1: 0; 2010 Qtr 2: 0; 2010 Qtr 3: 0; 2010 Qtr 4: 0; 2011 Qtr 1: 0; 2011 Qtr 2: 0; 2011 Qtr 3: 0; 2011 Qtr 4: 0 | 1
0 | 348003-Pipe Wrap |  | System | Residential | HorizAxisClothesWasher | 0 |  |  |  |  | 40 | 0 | 0 | 0 | 33.75 | 6.25 | 0 |  | kW | 0 | 8.978 | Residential |  | Annual | [5 empty] | 11 | 0.85 |  |  |  | 0 | 1 | 0 | 0 | 0 | 0 | 0 | 0 | 0 | 0 | 0 | 0 | 2009 Qtr 1: 0; 2009 Qtr 2: 0; 2009 Qtr 3: 1; 2009 Qtr 4: 0; 2010 Qtr 1: 0; 2010 Qtr 2: 0; 2010 Qtr 3: 0; 2010 Qtr 4: 0; 2011 Qtr 1: 0; 2011 Qtr 2: 0; 2011 Qtr 3: 0; 2011 Qtr 4: 0 | 1
0 | 348002-Duct Test and Seal (Gas Only) |  | System | Residential | AC_Cooling | 0 |  |  |  |  | 721.3171 | 0 | 0 | 0 | 644.7805 | 76.5366 | 0 |  | kW | 0 | 35 | Residential |  | Annual | [5 empty] | 18 | 0.78 |  |  |  | 0 | 0.41 | 0 | 0 | 0 | 0 | 0 | 0 | 0 | 0 | 0 | 0 | 2009 Qtr 1: 0; 2009 Qtr 2: 0; 2009 Qtr 3: 0.41; 2009 Qtr 4: 0; 2010 Qtr 1: 0; 2010 Qtr 2: 0; 2010 Qtr 3: 0; 2010 Qtr 4: 0; 2011 Qtr 1: 0; 2011 Qtr 2: 0; 2011 Qtr 3: 0; 2011 Qtr 4: 0 | 0.41
0 | 348004-Faucet Aerator |  | System | Residential | HorizAxisClothesWasher | 0 |  |  |  |  | 12.7 | 0 | 0 | 0 | 10.88 | 1.82 | 0 |  | kW | 0 | 6.733 | Residential |  | Annual | [5 empty] | 10 | 0.85 |  |  |  | 0 | 3 | 0 | 0 | 0 | 0 | 0 | 0 | 0 | 0 | 0 | 0 | 2009 Qtr 1: 0; 2009 Qtr 2: 0; 2009 Qtr 3: 3; 2009 Qtr 4: 0; 2010 Qtr 1: 0; 2010 Qtr 2: 0; 2010 Qtr 3: 0; 2010 Qtr 4: 0; 2011 Qtr 1: 0; 2011 Qtr 2: 0; 2011 Qtr 3: 0; 2011 Qtr 4: 0 | 3
0 | 348005-Low Flow Showerheads |  | System | Residential | HorizAxisClothesWasher | 0 |  |  |  |  | 37.95 | 0 | 0 | 0 | 33.71 | 4.24 | 0 |  | kW | 0 | 8.978 | Residential |  | Annual | [5 empty] | 10 | 0.7 |  |  |  | 0 | 2 | 0 | 0 | 0 | 0 | 0 | 0 | 0 | 0 | 0 | 0 | 2009 Qtr 1: 0; 2009 Qtr 2: 0; 2009 Qtr 3: 2; 2009 Qtr 4: 0; 2010 Qtr 1: 0; 2010 Qtr 2: 0; 2010 Qtr 3: 0; 2010 Qtr 4: 0; 2011 Qtr 1: 0; 2011 Qtr 2: 0; 2011 Qtr 3: 0; 2011 Qtr 4: 0 | 2
0 | 348002-Duct Test and Seal (Gas Only) |  | System | Residential | AC_Cooling | 0 |  |  |  |  | 721.3171 | 0 | 0 | 0 | 644.7805 | 76.5366 | 0 |  | kW | 0 | 35 | Residential |  | Annual | [5 empty] | 18 | 0.78 |  |  |  | 0 | 0.41 | 0 | 0 | 0 | 0 | 0 | 0 | 0 | 0 | 0 | 0 | 2009 Qtr 1: 0; 2009 Qtr 2: 0; 2009 Qtr 3: 0.41; 2009 Qtr 4: 0; 2010 Qtr 1: 0; 2010 Qtr 2: 0; 2010 Qtr 3: 0; 2010 Qtr 4: 0; 2011 Qtr 1: 0; 2011 Qtr 2: 0; 2011 Qtr 3: 0; 2011 Qtr 4: 0 | 0.41
0 | 348004-Faucet Aerator |  | System | Residential | HorizAxisClothesWasher | 0 |  |  |  |  | 12.7 | 0 | 0 | 0 | 10.88 | 1.82 | 0 |  | kW | 0 | 6.733 | Residential |  | Annual | [5 empty] | 10 | 0.85 |  |  |  | 0 | 1 | 0 | 0 | 0 | 0 | 0 | 0 | 0 | 0 | 0 | 0 | 2009 Qtr 1: 0; 2009 Qtr 2: 0; 2009 Qtr 3: 1; 2009 Qtr 4: 0; 2010 Qtr 1: 0; 2010 Qtr 2: 0; 2010 Qtr 3: 0; 2010 Qtr 4: 0; 2011 Qtr 1: 0; 2011 Qtr 2: 0; 2011 Qtr 3: 0; 2011 Qtr 4: 0 | 1
0 | 348003-Pipe Wrap |  | System | Residential | HorizAxisClothesWasher | 0 |  |  |  |  | 40 | 0 | 0 | 0 | 33.75 | 6.25 | 0 |  | kW | 0 | 8.978 | Residential |  | Annual | [5 empty] | 11 | 0.85 |  |  |  | 0 | 1 | 0 | 0 | 0 | 0 | 0 | 0 | 0 | 0 | 0 | 0 | 2009 Qtr 1: 0; 2009 Qtr 2: 0; 2009 Qtr 3: 1; 2009 Qtr 4: 0; 2010 Qtr 1: 0; 2010 Qtr 2: 0; 2010 Qtr 3: 0; 2010 Qtr 4: 0; 2011 Qtr 1: 0; 2011 Qtr 2: 0; 2011 Qtr 3: 0; 2011 Qtr 4: 0 | 1
0 | 348004-Faucet Aerator |  | System | Residential | HorizAxisClothesWasher | 0 |  |  |  |  | 12.7 | 0 | 0 | 0 | 10.88 | 1.82 | 0 |  | kW | 0 | 6.733 | Residential |  | Annual | [5 empty] | 10 | 0.85 |  |  |  | 0 | 2 | 0 | 0 | 0 | 0 | 0 | 0 | 0 | 0 | 0 | 0 | 2009 Qtr 1: 0; 2009 Qtr 2: 0; 2009 Qtr 3: 2; 2009 Qtr 4: 0; 2010 Qtr 1: 0; 2010 Qtr 2: 0; 2010 Qtr 3: 0; 2010 Qtr 4: 0; 2011 Qtr 1: 0; 2011 Qtr 2: 0; 2011 Qtr 3: 0; 2011 Qtr 4: 0 | 2
0 | 348003-Pipe Wrap |  | System | Residential | HorizAxisClothesWasher | 0 |  |  |  |  | 40 | 0 | 0 | 0 | 33.75 | 6.25 | 0 |  | kW | 0 | 8.978 | Residential |  | Annual | [5 empty] | 11 | 0.85 |  |  |  | 0 | 1 | 0 | 0 | 0 | 0 | 0 | 0 | 0 | 0 | 0 | 0 | 2009 Qtr 1: 0; 2009 Qtr 2: 0; 2009 Qtr 3: 1; 2009 Qtr 4: 0; 2010 Qtr 1: 0; 2010 Qtr 2: 0; 2010 Qtr 3: 0; 2010 Qtr 4: 0; 2011 Qtr 1: 0; 2011 Qtr 2: 0; 2011 Qtr 3: 0; 2011 Qtr 4: 0 | 1
0 | 348002-Duct Test and Seal (Gas Only) |  | System | Residential | AC_Cooling | 0 |  |  |  |  | 721.3171 | 0 | 0 | 0 | 644.7805 | 76.5366 | 0 |  | kW | 0 | 35 | Residential |  | Annual | [5 empty] | 18 | 0.78 |  |  |  | 0 | 0.41 | 0 | 0 | 0 | 0 | 0 | 0 | 0 | 0 | 0 | 0 | 2009 Qtr 1: 0; 2009 Qtr 2: 0; 2009 Qtr 3: 0.41; 2009 Qtr 4: 0; 2010 Qtr 1: 0; 2010 Qtr 2: 0; 2010 Qtr 3: 0; 2010 Qtr 4: 0; 2011 Qtr 1: 0; 2011 Qtr 2: 0; 2011 Qtr 3: 0; 2011 Qtr 4: 0 | 0.41
0 | 348004-Faucet Aerator |  | System | Residential | HorizAxisClothesWasher | 0 |  |  |  |  | 12.7 | 0 | 0 | 0 | 10.88 | 1.82 | 0 |  | kW | 0 | 6.733 | Residential |  | Annual | [5 empty] | 10 | 0.85 |  |  |  | 0 | 3 | 0 | 0 | 0 | 0 | 0 | 0 | 0 | 0 | 0 | 0 | 2009 Qtr 1: 0; 2009 Qtr 2: 0; 2009 Qtr 3: 3; 2009 Qtr 4: 0; 2010 Qtr 1: 0; 2010 Qtr 2: 0; 2010 Qtr 3: 0; 2010 Qtr 4: 0; 2011 Qtr 1: 0; 2011 Qtr 2: 0; 2011 Qtr 3: 0; 2011 Qtr 4: 0 | 3
0 | 348005-Low Flow Showerheads |  | System | Residential | HorizAxisClothesWasher | 0 |  |  |  |  | 37.95 | 0 | 0 | 0 | 33.71 | 4.24 | 0 |  | kW | 0 | 8.978 | Residential |  | Annual | [5 empty] | 10 | 0.7 |  |  |  | 0 | 2 | 0 | 0 | 0 | 0 | 0 | 0 | 0 | 0 | 0 | 0 | 2009 Qtr 1: 0; 2009 Qtr 2: 0; 2009 Qtr 3: 2; 2009 Qtr 4: 0; 2010 Qtr 1: 0; 2010 Qtr 2: 0; 2010 Qtr 3: 0; 2010 Qtr 4: 0; 2011 Qtr 1: 0; 2011 Qtr 2: 0; 2011 Qtr 3: 0; 2011 Qtr 4: 0 | 2
0 | 348003-Pipe Wrap |  | System | Residential | HorizAxisClothesWasher | 0 |  |  |  |  | 40 | 0 | 0 | 0 | 33.75 | 6.25 | 0 |  | kW | 0 | 8.978 | Residential |  | Annual | [5 empty] | 11 | 0.85 |  |  |  | 0 | 1 | 0 | 0 | 0 | 0 | 0 | 0 | 0 | 0 | 0 | 0 | 2009 Qtr 1: 0; 2009 Qtr 2: 0; 2009 Qtr 3: 1; 2009 Qtr 4: 0; 2010 Qtr 1: 0; 2010 Qtr 2: 0; 2010 Qtr 3: 0; 2010 Qtr 4: 0; 2011 Qtr 1: 0; 2011 Qtr 2: 0; 2011 Qtr 3: 0; 2011 Qtr 4: 0 | 1
0 | 348004-Faucet Aerator |  | System | Residential | HorizAxisClothesWasher | 0 |  |  |  |  | 12.7 | 0 | 0 | 0 | 10.88 | 1.82 | 0 |  | kW | 0 | 6.733 | Residential |  | Annual | [5 empty] | 10 | 0.85 |  |  |  | 0 | 1 | 0 | 0 | 0 | 0 | 0 | 0 | 0 | 0 | 0 | 0 | 2009 Qtr 1: 0; 2009 Qtr 2: 0; 2009 Qtr 3: 1; 2009 Qtr 4: 0; 2010 Qtr 1: 0; 2010 Qtr 2: 0; 2010 Qtr 3: 0; 2010 Qtr 4: 0; 2011 Qtr 1: 0; 2011 Qtr 2: 0; 2011 Qtr 3: 0; 2011 Qtr 4: 0 | 1
0 | 348002-Duct Test and Seal (Gas Only) |  | System | Residential | AC_Cooling | 0 |  |  |  |  | 721.3171 | 0 | 0 | 0 | 644.7805 | 76.5366 | 0 |  | kW | 0 | 35 | Residential |  | Annual | [5 empty] | 18 | 0.78 |  |  |  | 0 | 0.41 | 0 | 0 | 0 | 0 | 0 | 0 | 0 | 0 | 0 | 0 | 2009 Qtr 1: 0; 2009 Qtr 2: 0; 2009 Qtr 3: 0.41; 2009 Qtr 4: 0; 2010 Qtr 1: 0; 2010 Qtr 2: 0; 2010 Qtr 3: 0; 2010 Qtr 4: 0; 2011 Qtr 1: 0; 2011 Qtr 2: 0; 2011 Qtr 3: 0; 2011 Qtr 4: 0 | 0.41
0 | 348004-Faucet Aerator |  | System | Residential | HorizAxisClothesWasher | 0 |  |  |  |  | 12.7 | 0 | 0 | 0 | 10.88 | 1.82 | 0 |  | kW | 0 | 6.733 | Residential |  | Annual | [5 empty] | 10 | 0.85 |  |  |  | 0 | 3 | 0 | 0 | 0 | 0 | 0 | 0 | 0 | 0 | 0 | 0 | 2009 Qtr 1: 0; 2009 Qtr 2: 0; 2009 Qtr 3: 3; 2009 Qtr 4: 0; 2010 Qtr 1: 0; 2010 Qtr 2: 0; 2010 Qtr 3: 0; 2010 Qtr 4: 0; 2011 Qtr 1: 0; 2011 Qtr 2: 0; 2011 Qtr 3: 0; 2011 Qtr 4: 0 | 3
0 | 348005-Low Flow Showerheads |  | System | Residential | HorizAxisClothesWasher | 0 |  |  |  |  | 37.95 | 0 | 0 | 0 | 33.71 | 4.24 | 0 |  | kW | 0 | 8.978 | Residential |  | Annual | [5 empty] | 10 | 0.7 |  |  |  | 0 | 1 | 0 | 0 | 0 | 0 | 0 | 0 | 0 | 0 | 0 | 0 | 2009 Qtr 1: 0; 2009 Qtr 2: 0; 2009 Qtr 3: 1; 2009 Qtr 4: 0; 2010 Qtr 1: 0; 2010 Qtr 2: 0; 2010 Qtr 3: 0; 2010 Qtr 4: 0; 2011 Qtr 1: 0; 2011 Qtr 2: 0; 2011 Qtr 3: 0; 2011 Qtr 4: 0 | 1
0 | 348003-Pipe Wrap |  | System | Residential | HorizAxisClothesWasher | 0 |  |  |  |  | 40 | 0 | 0 | 0 | 33.75 | 6.25 | 0 |  | kW | 0 | 8.978 | Residential |  | Annual | [5 empty] | 11 | 0.85 |  |  |  | 0 | 1 | 0 | 0 | 0 | 0 | 0 | 0 | 0 | 0 | 0 | 0 | 2009 Qtr 1: 0; 2009 Qtr 2: 0; 2009 Qtr 3: 1; 2009 Qtr 4: 0; 2010 Qtr 1: 0; 2010 Qtr 2: 0; 2010 Qtr 3: 0; 2010 Qtr 4: 0; 2011 Qtr 1: 0; 2011 Qtr 2: 0; 2011 Qtr 3: 0; 2011 Qtr 4: 0 | 1
0 | 348002-Duct Test and Seal (Gas Only) |  | System | Residential | AC_Cooling | 0 |  |  |  |  | 721.3171 | 0 | 0 | 0 | 644.7805 | 76.5366 | 0 |  | kW | 0 | 35 | Residential |  | Annual | [5 empty] | 18 | 0.78 |  |  |  | 0 | 0.41 | 0 | 0 | 0 | 0 | 0 | 0 | 0 | 0 | 0 | 0 | 2009 Qtr 1: 0; 2009 Qtr 2: 0; 2009 Qtr 3: 0.41; 2009 Qtr 4: 0; 2010 Qtr 1: 0; 2010 Qtr 2: 0; 2010 Qtr 3: 0; 2010 Qtr 4: 0; 2011 Qtr 1: 0; 2011 Qtr 2: 0; 2011 Qtr 3: 0; 2011 Qtr 4: 0 | 0.41
0 | 348004-Faucet Aerator |  | System | Residential | HorizAxisClothesWasher | 0 |  |  |  |  | 12.7 | 0 | 0 | 0 | 10.88 | 1.82 | 0 |  | kW | 0 | 6.733 | Residential |  | Annual | [5 empty] | 10 | 0.85 |  |  |  | 0 | 2 | 0 | 0 | 0 | 0 | 0 | 0 | 0 | 0 | 0 | 0 | 2009 Qtr 1: 0; 2009 Qtr 2: 0; 2009 Qtr 3: 2; 2009 Qtr 4: 0; 2010 Qtr 1: 0; 2010 Qtr 2: 0; 2010 Qtr 3: 0; 2010 Qtr 4: 0; 2011 Qtr 1: 0; 2011 Qtr 2: 0; 2011 Qtr 3: 0; 2011 Qtr 4: 0 | 2
0 | 348005-Low Flow Showerheads |  | System | Residential | HorizAxisClothesWasher | 0 |  |  |  |  | 37.95 | 0 | 0 | 0 | 33.71 | 4.24 | 0 |  | kW | 0 | 8.978 | Residential |  | Annual | [5 empty] | 10 | 0.7 |  |  |  | 0 | 2 | 0 | 0 | 0 | 0 | 0 | 0 | 0 | 0 | 0 | 0 | 2009 Qtr 1: 0; 2009 Qtr 2: 0; 2009 Qtr 3: 2; 2009 Qtr 4: 0; 2010 Qtr 1: 0; 2010 Qtr 2: 0; 2010 Qtr 3: 0; 2010 Qtr 4: 0; 2011 Qtr 1: 0; 2011 Qtr 2: 0; 2011 Qtr 3: 0; 2011 Qtr 4: 0 | 2
0 | 348003-Pipe Wrap |  | System | Residential | HorizAxisClothesWasher | 0 |  |  |  |  | 40 | 0 | 0 | 0 | 33.75 | 6.25 | 0 |  | kW | 0 | 8.978 | Residential |  | Annual | [5 empty] | 11 | 0.85 |  |  |  | 0 | 1 | 0 | 0 | 0 | 0 | 0 | 0 | 0 | 0 | 0 | 0 | 2009 Qtr 1: 0; 2009 Qtr 2: 0; 2009 Qtr 3: 1; 2009 Qtr 4: 0; 2010 Qtr 1: 0; 2010 Qtr 2: 0; 2010 Qtr 3: 0; 2010 Qtr 4: 0; 2011 Qtr 1: 0; 2011 Qtr 2: 0; 2011 Qtr 3: 0; 2011 Qtr 4: 0 | 1
0 | 348002-Duct Test and Seal (Gas Only) |  | System | Residential | AC_Cooling | 0 |  |  |  |  | 721.3171 | 0 | 0 | 0 | 644.7805 | 76.5366 | 0 |  | kW | 0 | 35 | Residential |  | Annual | [5 empty] | 18 | 0.78 |  |  |  | 0 | 0.41 | 0 | 0 | 0 | 0 | 0 | 0 | 0 | 0 | 0 | 0 | 2009 Qtr 1: 0; 2009 Qtr 2: 0; 2009 Qtr 3: 0.41; 2009 Qtr 4: 0; 2010 Qtr 1: 0; 2010 Qtr 2: 0; 2010 Qtr 3: 0; 2010 Qtr 4: 0; 2011 Qtr 1: 0; 2011 Qtr 2: 0; 2011 Qtr 3: 0; 2011 Qtr 4: 0 | 0.41
0 | 348004-Faucet Aerator |  | System | Residential | HorizAxisClothesWasher | 0 |  |  |  |  | 12.7 | 0 | 0 | 0 | 10.88 | 1.82 | 0 |  | kW | 0 | 6.733 | Residential |  | Annual | [5 empty] | 10 | 0.85 |  |  |  | 0 | 2 | 0 | 0 | 0 | 0 | 0 | 0 | 0 | 0 | 0 | 0 | 2009 Qtr 1: 0; 2009 Qtr 2: 0; 2009 Qtr 3: 2; 2009 Qtr 4: 0; 2010 Qtr 1: 0; 2010 Qtr 2: 0; 2010 Qtr 3: 0; 2010 Qtr 4: 0; 2011 Qtr 1: 0; 2011 Qtr 2: 0; 2011 Qtr 3: 0; 2011 Qtr 4: 0 | 2
0 | 348005-Low Flow Showerheads |  | System | Residential | HorizAxisClothesWasher | 0 |  |  |  |  | 37.95 | 0 | 0 | 0 | 33.71 | 4.24 | 0 |  | kW | 0 | 8.978 | Residential |  | Annual | [5 empty] | 10 | 0.7 |  |  |  | 0 | 1 | 0 | 0 | 0 | 0 | 0 | 0 | 0 | 0 | 0 | 0 | 2009 Qtr 1: 0; 2009 Qtr 2: 0; 2009 Qtr 3: 1; 2009 Qtr 4: 0; 2010 Qtr 1: 0; 2010 Qtr 2: 0; 2010 Qtr 3: 0; 2010 Qtr 4: 0; 2011 Qtr 1: 0; 2011 Qtr 2: 0; 2011 Qtr 3: 0; 2011 Qtr 4: 0 | 1
0 | 348004-Faucet Aerator |  | System | Residential | HorizAxisClothesWasher | 0 |  |  |  |  | 12.7 | 0 | 0 | 0 | 10.88 | 1.82 | 0 |  | kW | 0 | 6.733 | Residential |  | Annual | [5 empty] | 10 | 0.85 |  |  |  | 0 | 3 | 0 | 0 | 0 | 0 | 0 | 0 | 0 | 0 | 0 | 0 | 2009 Qtr 1: 0; 2009 Qtr 2: 0; 2009 Qtr 3: 3; 2009 Qtr 4: 0; 2010 Qtr 1: 0; 2010 Qtr 2: 0; 2010 Qtr 3: 0; 2010 Qtr 4: 0; 2011 Qtr 1: 0; 2011 Qtr 2: 0; 2011 Qtr 3: 0; 2011 Qtr 4: 0 | 3
0 | 348005-Low Flow Showerheads |  | System | Residential | HorizAxisClothesWasher | 0 |  |  |  |  | 37.95 | 0 | 0 | 0 | 33.71 | 4.24 | 0 |  | kW | 0 | 8.978 | Residential |  | Annual | [5 empty] | 10 | 0.7 |  |  |  | 0 | 1 | 0 | 0 | 0 | 0 | 0 | 0 | 0 | 0 | 0 | 0 | 2009 Qtr 1: 0; 2009 Qtr 2: 0; 2009 Qtr 3: 1; 2009 Qtr 4: 0; 2010 Qtr 1: 0; 2010 Qtr 2: 0; 2010 Qtr 3: 0; 2010 Qtr 4: 0; 2011 Qtr 1: 0; 2011 Qtr 2: 0; 2011 Qtr 3: 0; 2011 Qtr 4: 0 | 1
0 | 348003-Pipe Wrap |  | System | Residential | HorizAxisClothesWasher | 0 |  |  |  |  | 40 | 0 | 0 | 0 | 33.75 | 6.25 | 0 |  | kW | 0 | 8.978 | Residential |  | Annual | [5 empty] | 11 | 0.85 |  |  |  | 0 | 1 | 0 | 0 | 0 | 0 | 0 | 0 | 0 | 0 | 0 | 0 | 2009 Qtr 1: 0; 2009 Qtr 2: 0; 2009 Qtr 3: 1; 2009 Qtr 4: 0; 2010 Qtr 1: 0; 2010 Qtr 2: 0; 2010 Qtr 3: 0; 2010 Qtr 4: 0; 2011 Qtr 1: 0; 2011 Qtr 2: 0; 2011 Qtr 3: 0; 2011 Qtr 4: 0 | 1
0 | 348002-Duct Test and Seal (Gas Only) |  | System | Residential | AC_Cooling | 0 |  |  |  |  | 721.3171 | 0 | 0 | 0 | 644.7805 | 76.5366 | 0 |  | kW | 0 | 35 | Residential |  | Annual | [5 empty] | 18 | 0.78 |  |  |  | 0 | 0.41 | 0 | 0 | 0 | 0 | 0 | 0 | 0 | 0 | 0 | 0 | 2009 Qtr 1: 0; 2009 Qtr 2: 0; 2009 Qtr 3: 0.41; 2009 Qtr 4: 0; 2010 Qtr 1: 0; 2010 Qtr 2: 0; 2010 Qtr 3: 0; 2010 Qtr 4: 0; 2011 Qtr 1: 0; 2011 Qtr 2: 0; 2011 Qtr 3: 0; 2011 Qtr 4: 0 | 0.41
0 | 348004-Faucet Aerator |  | System | Residential | HorizAxisClothesWasher | 0 |  |  |  |  | 12.7 | 0 | 0 | 0 | 10.88 | 1.82 | 0 |  | kW | 0 | 6.733 | Residential |  | Annual | [5 empty] | 10 | 0.85 |  |  |  | 0 | 1 | 0 | 0 | 0 | 0 | 0 | 0 | 0 | 0 | 0 | 0 | 2009 Qtr 1: 0; 2009 Qtr 2: 0; 2009 Qtr 3: 1; 2009 Qtr 4: 0; 2010 Qtr 1: 0; 2010 Qtr 2: 0; 2010 Qtr 3: 0; 2010 Qtr 4: 0; 2011 Qtr 1: 0; 2011 Qtr 2: 0; 2011 Qtr 3: 0; 2011 Qtr 4: 0 | 1
0 | 348005-Low Flow Showerheads |  | System | Residential | HorizAxisClothesWasher | 0 |  |  |  |  | 37.95 | 0 | 0 | 0 | 33.71 | 4.24 | 0 |  | kW | 0 | 8.978 | Residential |  | Annual | [5 empty] | 10 | 0.7 |  |  |  | 0 | 1 | 0 | 0 | 0 | 0 | 0 | 0 | 0 | 0 | 0 | 0 | 2009 Qtr 1: 0; 2009 Qtr 2: 0; 2009 Qtr 3: 1; 2009 Qtr 4: 0; 2010 Qtr 1: 0; 2010 Qtr 2: 0; 2010 Qtr 3: 0; 2010 Qtr 4: 0; 2011 Qtr 1: 0; 2011 Qtr 2: 0; 2011 Qtr 3: 0; 2011 Qtr 4: 0 | 1
0 | 348003-Pipe Wrap |  | System | Residential | HorizAxisClothesWasher | 0 |  |  |  |  | 40 | 0 | 0 | 0 | 33.75 | 6.25 | 0 |  | kW | 0 | 8.978 | Residential |  | Annual | [5 empty] | 11 | 0.85 |  |  |  | 0 | 1 | 0 | 0 | 0 | 0 | 0 | 0 | 0 | 0 | 0 | 0 | 2009 Qtr 1: 0; 2009 Qtr 2: 0; 2009 Qtr 3: 1; 2009 Qtr 4: 0; 2010 Qtr 1: 0; 2010 Qtr 2: 0; 2010 Qtr 3: 0; 2010 Qtr 4: 0; 2011 Qtr 1: 0; 2011 Qtr 2: 0; 2011 Qtr 3: 0; 2011 Qtr 4: 0 | 1
0 | 348002-Duct Test and Seal (Gas Only) |  | System | Residential | AC_Cooling | 0 |  |  |  |  | 721.3171 | 0 | 0 | 0 | 644.7805 | 76.5366 | 0 |  | kW | 0 | 35 | Residential |  | Annual | [5 empty] | 18 | 0.78 |  |  |  | 0 | 0.41 | 0 | 0 | 0 | 0 | 0 | 0 | 0 | 0 | 0 | 0 | 2009 Qtr 1: 0; 2009 Qtr 2: 0; 2009 Qtr 3: 0.41; 2009 Qtr 4: 0; 2010 Qtr 1: 0; 2010 Qtr 2: 0; 2010 Qtr 3: 0; 2010 Qtr 4: 0; 2011 Qtr 1: 0; 2011 Qtr 2: 0; 2011 Qtr 3: 0; 2011 Qtr 4: 0 | 0.41
0 | 348004-Faucet Aerator |  | System | Residential | HorizAxisClothesWasher | 0 |  |  |  |  | 12.7 | 0 | 0 | 0 | 10.88 | 1.82 | 0 |  | kW | 0 | 6.733 | Residential |  | Annual | [5 empty] | 10 | 0.85 |  |  |  | 0 | 3 | 0 | 0 | 0 | 0 | 0 | 0 | 0 | 0 | 0 | 0 | 2009 Qtr 1: 0; 2009 Qtr 2: 0; 2009 Qtr 3: 3; 2009 Qtr 4: 0; 2010 Qtr 1: 0; 2010 Qtr 2: 0; 2010 Qtr 3: 0; 2010 Qtr 4: 0; 2011 Qtr 1: 0; 2011 Qtr 2: 0; 2011 Qtr 3: 0; 2011 Qtr 4: 0 | 3
0 | 348005-Low Flow Showerheads |  | System | Residential | HorizAxisClothesWasher | 0 |  |  |  |  | 37.95 | 0 | 0 | 0 | 33.71 | 4.24 | 0 |  | kW | 0 | 8.978 | Residential |  | Annual | [5 empty] | 10 | 0.7 |  |  |  | 0 | 2 | 0 | 0 | 0 | 0 | 0 | 0 | 0 | 0 | 0 | 0 | 2009 Qtr 1: 0; 2009 Qtr 2: 0; 2009 Qtr 3: 2; 2009 Qtr 4: 0; 2010 Qtr 1: 0; 2010 Qtr 2: 0; 2010 Qtr 3: 0; 2010 Qtr 4: 0; 2011 Qtr 1: 0; 2011 Qtr 2: 0; 2011 Qtr 3: 0; 2011 Qtr 4: 0 | 2
0 | 348003-Pipe Wrap |  | System | Residential | HorizAxisClothesWasher | 0 |  |  |  |  | 40 | 0 | 0 | 0 | 33.75 | 6.25 | 0 |  | kW | 0 | 8.978 | Residential |  | Annual | [5 empty] | 11 | 0.85 |  |  |  | 0 | 1 | 0 | 0 | 0 | 0 | 0 | 0 | 0 | 0 | 0 | 0 | 2009 Qtr 1: 0; 2009 Qtr 2: 0; 2009 Qtr 3: 1; 2009 Qtr 4: 0; 2010 Qtr 1: 0; 2010 Qtr 2: 0; 2010 Qtr 3: 0; 2010 Qtr 4: 0; 2011 Qtr 1: 0; 2011 Qtr 2: 0; 2011 Qtr 3: 0; 2011 Qtr 4: 0 | 1
0 | 348002-Duct Test and Seal (Gas Only) |  | System | Residential | AC_Cooling | 0 |  |  |  |  | 721.3171 | 0 | 0 | 0 | 644.7805 | 76.5366 | 0 |  | kW | 0 | 35 | Residential |  | Annual | [5 empty] | 18 | 0.78 |  |  |  | 0 | 0.41 | 0 | 0 | 0 | 0 | 0 | 0 | 0 | 0 | 0 | 0 | 2009 Qtr 1: 0; 2009 Qtr 2: 0; 2009 Qtr 3: 0.41; 2009 Qtr 4: 0; 2010 Qtr 1: 0; 2010 Qtr 2: 0; 2010 Qtr 3: 0; 2010 Qtr 4: 0; 2011 Qtr 1: 0; 2011 Qtr 2: 0; 2011 Qtr 3: 0; 2011 Qtr 4: 0 | 0.41
0 | 348004-Faucet Aerator |  | System | Residential | HorizAxisClothesWasher | 0 |  |  |  |  | 12.7 | 0 | 0 | 0 | 10.88 | 1.82 | 0 |  | kW | 0 | 6.733 | Residential |  | Annual | [5 empty] | 10 | 0.85 |  |  |  | 0 | 2 | 0 | 0 | 0 | 0 | 0 | 0 | 0 | 0 | 0 | 0 | 2009 Qtr 1: 0; 2009 Qtr 2: 0; 2009 Qtr 3: 2; 2009 Qtr 4: 0; 2010 Qtr 1: 0; 2010 Qtr 2: 0; 2010 Qtr 3: 0; 2010 Qtr 4: 0; 2011 Qtr 1: 0; 2011 Qtr 2: 0; 2011 Qtr 3: 0; 2011 Qtr 4: 0 | 2
0 | 348005-Low Flow Showerheads |  | System | Residential | HorizAxisClothesWasher | 0 |  |  |  |  | 37.95 | 0 | 0 | 0 | 33.71 | 4.24 | 0 |  | kW | 0 | 8.978 | Residential |  | Annual | [5 empty] | 10 | 0.7 |  |  |  | 0 | 1 | 0 | 0 | 0 | 0 | 0 | 0 | 0 | 0 | 0 | 0 | 2009 Qtr 1: 0; 2009 Qtr 2: 0; 2009 Qtr 3: 1; 2009 Qtr 4: 0; 2010 Qtr 1: 0; 2010 Qtr 2: 0; 2010 Qtr 3: 0; 2010 Qtr 4: 0; 2011 Qtr 1: 0; 2011 Qtr 2: 0; 2011 Qtr 3: 0; 2011 Qtr 4: 0 | 1
0 | 348003-Pipe Wrap |  | System | Residential | HorizAxisClothesWasher | 0 |  |  |  |  | 40 | 0 | 0 | 0 | 33.75 | 6.25 | 0 |  | kW | 0 | 8.978 | Residential |  | Annual | [5 empty] | 11 | 0.85 |  |  |  | 0 | 1 | 0 | 0 | 0 | 0 | 0 | 0 | 0 | 0 | 0 | 0 | 2009 Qtr 1: 0; 2009 Qtr 2: 0; 2009 Qtr 3: 1; 2009 Qtr 4: 0; 2010 Qtr 1: 0; 2010 Qtr 2: 0; 2010 Qtr 3: 0; 2010 Qtr 4: 0; 2011 Qtr 1: 0; 2011 Qtr 2: 0; 2011 Qtr 3: 0; 2011 Qtr 4: 0 | 1
0 | 348003-Pipe Wrap |  | System | Residential | HorizAxisClothesWasher | 0 |  |  |  |  | 40 | 0 | 0 | 0 | 33.75 | 6.25 | 0 |  | kW | 0 | 8.978 | Residential |  | Annual | [5 empty] | 11 | 0.85 |  |  |  | 0 | 1 | 0 | 0 | 0 | 0 | 0 | 0 | 0 | 0 | 0 | 0 | 2009 Qtr 1: 0; 2009 Qtr 2: 0; 2009 Qtr 3: 1; 2009 Qtr 4: 0; 2010 Qtr 1: 0; 2010 Qtr 2: 0; 2010 Qtr 3: 0; 2010 Qtr 4: 0; 2011 Qtr 1: 0; 2011 Qtr 2: 0; 2011 Qtr 3: 0; 2011 Qtr 4: 0 | 1
0 | 348002-Duct Test and Seal (Gas Only) |  | System | Residential | AC_Cooling | 0 |  |  |  |  | 721.3171 | 0 | 0 | 0 | 644.7805 | 76.5366 | 0 |  | kW | 0 | 35 | Residential |  | Annual | [5 empty] | 18 | 0.78 |  |  |  | 0 | 0.41 | 0 | 0 | 0 | 0 | 0 | 0 | 0 | 0 | 0 | 0 | 2009 Qtr 1: 0; 2009 Qtr 2: 0; 2009 Qtr 3: 0.41; 2009 Qtr 4: 0; 2010 Qtr 1: 0; 2010 Qtr 2: 0; 2010 Qtr 3: 0; 2010 Qtr 4: 0; 2011 Qtr 1: 0; 2011 Qtr 2: 0; 2011 Qtr 3: 0; 2011 Qtr 4: 0 | 0.41
0 | 348004-Faucet Aerator |  | System | Residential | HorizAxisClothesWasher | 0 |  |  |  |  | 12.7 | 0 | 0 | 0 | 10.88 | 1.82 | 0 |  | kW | 0 | 6.733 | Residential |  | Annual | [5 empty] | 10 | 0.85 |  |  |  | 0 | 1 | 0 | 0 | 0 | 0 | 0 | 0 | 0 | 0 | 0 | 0 | 2009 Qtr 1: 0; 2009 Qtr 2: 0; 2009 Qtr 3: 1; 2009 Qtr 4: 0; 2010 Qtr 1: 0; 2010 Qtr 2: 0; 2010 Qtr 3: 0; 2010 Qtr 4: 0; 2011 Qtr 1: 0; 2011 Qtr 2: 0; 2011 Qtr 3: 0; 2011 Qtr 4: 0 | 1
0 | 348003-Pipe Wrap |  | System | Residential | HorizAxisClothesWasher | 0 |  |  |  |  | 40 | 0 | 0 | 0 | 33.75 | 6.25 | 0 |  | kW | 0 | 8.978 | Residential |  | Annual | [5 empty] | 11 | 0.85 |  |  |  | 0 | 1 | 0 | 0 | 0 | 0 | 0 | 0 | 0 | 0 | 0 | 0 | 2009 Qtr 1: 0; 2009 Qtr 2: 0; 2009 Qtr 3: 1; 2009 Qtr 4: 0; 2010 Qtr 1: 0; 2010 Qtr 2: 0; 2010 Qtr 3: 0; 2010 Qtr 4: 0; 2011 Qtr 1: 0; 2011 Qtr 2: 0; 2011 Qtr 3: 0; 2011 Qtr 4: 0 | 1
0 | 348002-Duct Test and Seal (Gas Only) |  | System | Residential | AC_Cooling | 0 |  |  |  |  | 721.3171 | 0 | 0 | 0 | 644.7805 | 76.5366 | 0 |  | kW | 0 | 35 | Residential |  | Annual | [5 empty] | 18 | 0.78 |  |  |  | 0 | 0.41 | 0 | 0 | 0 | 0 | 0 | 0 | 0 | 0 | 0 | 0 | 2009 Qtr 1: 0; 2009 Qtr 2: 0; 2009 Qtr 3: 0.41; 2009 Qtr 4: 0; 2010 Qtr 1: 0; 2010 Qtr 2: 0; 2010 Qtr 3: 0; 2010 Qtr 4: 0; 2011 Qtr 1: 0; 2011 Qtr 2: 0; 2011 Qtr 3: 0; 2011 Qtr 4: 0 | 0.41
0 | 348004-Faucet Aerator |  | System | Residential | HorizAxisClothesWasher | 0 |  |  |  |  | 12.7 | 0 | 0 | 0 | 10.88 | 1.82 | 0 |  | kW | 0 | 6.733 | Residential |  | Annual | [5 empty] | 10 | 0.85 |  |  |  | 0 | 3 | 0 | 0 | 0 | 0 | 0 | 0 | 0 | 0 | 0 | 0 | 2009 Qtr 1: 0; 2009 Qtr 2: 0; 2009 Qtr 3: 3; 2009 Qtr 4: 0; 2010 Qtr 1: 0; 2010 Qtr 2: 0; 2010 Qtr 3: 0; 2010 Qtr 4: 0; 2011 Qtr 1: 0; 2011 Qtr 2: 0; 2011 Qtr 3: 0; 2011 Qtr 4: 0 | 3
0 | 348005-Low Flow Showerheads |  | System | Residential | HorizAxisClothesWasher | 0 |  |  |  |  | 37.95 | 0 | 0 | 0 | 33.71 | 4.24 | 0 |  | kW | 0 | 8.978 | Residential |  | Annual | [5 empty] | 10 | 0.7 |  |  |  | 0 | 1 | 0 | 0 | 0 | 0 | 0 | 0 | 0 | 0 | 0 | 0 | 2009 Qtr 1: 0; 2009 Qtr 2: 0; 2009 Qtr 3: 1; 2009 Qtr 4: 0; 2010 Qtr 1: 0; 2010 Qtr 2: 0; 2010 Qtr 3: 0; 2010 Qtr 4: 0; 2011 Qtr 1: 0; 2011 Qtr 2: 0; 2011 Qtr 3: 0; 2011 Qtr 4: 0 | 1
0 | 348003-Pipe Wrap |  | System | Residential | HorizAxisClothesWasher | 0 |  |  |  |  | 40 | 0 | 0 | 0 | 33.75 | 6.25 | 0 |  | kW | 0 | 8.978 | Residential |  | Annual | [5 empty] | 11 | 0.85 |  |  |  | 0 | 1 | 0 | 0 | 0 | 0 | 0 | 0 | 0 | 0 | 0 | 0 | 2009 Qtr 1: 0; 2009 Qtr 2: 0; 2009 Qtr 3: 1; 2009 Qtr 4: 0; 2010 Qtr 1: 0; 2010 Qtr 2: 0; 2010 Qtr 3: 0; 2010 Qtr 4: 0; 2011 Qtr 1: 0; 2011 Qtr 2: 0; 2011 Qtr 3: 0; 2011 Qtr 4: 0 | 1
0 | 348002-Duct Test and Seal (Gas Only) |  | System | Residential | AC_Cooling | 0 |  |  |  |  | 721.3171 | 0 | 0 | 0 | 644.7805 | 76.5366 | 0 |  | kW | 0 | 35 | Residential |  | Annual | [5 empty] | 18 | 0.78 |  |  |  | 0 | 0.41 | 0 | 0 | 0 | 0 | 0 | 0 | 0 | 0 | 0 | 0 | 2009 Qtr 1: 0; 2009 Qtr 2: 0; 2009 Qtr 3: 0.41; 2009 Qtr 4: 0; 2010 Qtr 1: 0; 2010 Qtr 2: 0; 2010 Qtr 3: 0; 2010 Qtr 4: 0; 2011 Qtr 1: 0; 2011 Qtr 2: 0; 2011 Qtr 3: 0; 2011 Qtr 4: 0 | 0.41
0 | 348004-Faucet Aerator |  | System | Residential | HorizAxisClothesWasher | 0 |  |  |  |  | 12.7 | 0 | 0 | 0 | 10.88 | 1.82 | 0 |  | kW | 0 | 6.733 | Residential |  | Annual | [5 empty] | 10 | 0.85 |  |  |  | 0 | 1 | 0 | 0 | 0 | 0 | 0 | 0 | 0 | 0 | 0 | 0 | 2009 Qtr 1: 0; 2009 Qtr 2: 0; 2009 Qtr 3: 1; 2009 Qtr 4: 0; 2010 Qtr 1: 0; 2010 Qtr 2: 0; 2010 Qtr 3: 0; 2010 Qtr 4: 0; 2011 Qtr 1: 0; 2011 Qtr 2: 0; 2011 Qtr 3: 0; 2011 Qtr 4: 0 | 1
0 | 348005-Low Flow Showerheads |  | System | Residential | HorizAxisClothesWasher | 0 |  |  |  |  | 37.95 | 0 | 0 | 0 | 33.71 | 4.24 | 0 |  | kW | 0 | 8.978 | Residential |  | Annual | [5 empty] | 10 | 0.7 |  |  |  | 0 | 1 | 0 | 0 | 0 | 0 | 0 | 0 | 0 | 0 | 0 | 0 | 2009 Qtr 1: 0; 2009 Qtr 2: 0; 2009 Qtr 3: 1; 2009 Qtr 4: 0; 2010 Qtr 1: 0; 2010 Qtr 2: 0; 2010 Qtr 3: 0; 2010 Qtr 4: 0; 2011 Qtr 1: 0; 2011 Qtr 2: 0; 2011 Qtr 3: 0; 2011 Qtr 4: 0 | 1
0 | 348003-Pipe Wrap |  | System | Residential | HorizAxisClothesWasher | 0 |  |  |  |  | 40 | 0 | 0 | 0 | 33.75 | 6.25 | 0 |  | kW | 0 | 8.978 | Residential |  | Annual | [5 empty] | 11 | 0.85 |  |  |  | 0 | 1 | 0 | 0 | 0 | 0 | 0 | 0 | 0 | 0 | 0 | 0 | 2009 Qtr 1: 0; 2009 Qtr 2: 0; 2009 Qtr 3: 1; 2009 Qtr 4: 0; 2010 Qtr 1: 0; 2010 Qtr 2: 0; 2010 Qtr 3: 0; 2010 Qtr 4: 0; 2011 Qtr 1: 0; 2011 Qtr 2: 0; 2011 Qtr 3: 0; 2011 Qtr 4: 0 | 1
0 | 348004-Faucet Aerator |  | System | Residential | HorizAxisClothesWasher | 0 |  |  |  |  | 12.7 | 0 | 0 | 0 | 10.88 | 1.82 | 0 |  | kW | 0 | 6.733 | Residential |  | Annual | [5 empty] | 10 | 0.85 |  |  |  | 0 | 3 | 0 | 0 | 0 | 0 | 0 | 0 | 0 | 0 | 0 | 0 | 2009 Qtr 1: 0; 2009 Qtr 2: 0; 2009 Qtr 3: 3; 2009 Qtr 4: 0; 2010 Qtr 1: 0; 2010 Qtr 2: 0; 2010 Qtr 3: 0; 2010 Qtr 4: 0; 2011 Qtr 1: 0; 2011 Qtr 2: 0; 2011 Qtr 3: 0; 2011 Qtr 4: 0 | 3
0 | 348005-Low Flow Showerheads |  | System | Residential | HorizAxisClothesWasher | 0 |  |  |  |  | 37.95 | 0 | 0 | 0 | 33.71 | 4.24 | 0 |  | kW | 0 | 8.978 | Residential |  | Annual | [5 empty] | 10 | 0.7 |  |  |  | 0 | 1 | 0 | 0 | 0 | 0 | 0 | 0 | 0 | 0 | 0 | 0 | 2009 Qtr 1: 0; 2009 Qtr 2: 0; 2009 Qtr 3: 1; 2009 Qtr 4: 0; 2010 Qtr 1: 0; 2010 Qtr 2: 0; 2010 Qtr 3: 0; 2010 Qtr 4: 0; 2011 Qtr 1: 0; 2011 Qtr 2: 0; 2011 Qtr 3: 0; 2011 Qtr 4: 0 | 1
0 | 348003-Pipe Wrap |  | System | Residential | HorizAxisClothesWasher | 0 |  |  |  |  | 40 | 0 | 0 | 0 | 33.75 | 6.25 | 0 |  | kW | 0 | 8.978 | Residential |  | Annual | [5 empty] | 11 | 0.85 |  |  |  | 0 | 1 | 0 | 0 | 0 | 0 | 0 | 0 | 0 | 0 | 0 | 0 | 2009 Qtr 1: 0; 2009 Qtr 2: 0; 2009 Qtr 3: 1; 2009 Qtr 4: 0; 2010 Qtr 1: 0; 2010 Qtr 2: 0; 2010 Qtr 3: 0; 2010 Qtr 4: 0; 2011 Qtr 1: 0; 2011 Qtr 2: 0; 2011 Qtr 3: 0; 2011 Qtr 4: 0 | 1
0 | 348002-Duct Test and Seal (Gas Only) |  | System | Residential | AC_Cooling | 0 |  |  |  |  | 721.3171 | 0 | 0 | 0 | 644.7805 | 76.5366 | 0 |  | kW | 0 | 35 | Residential |  | Annual | [5 empty] | 18 | 0.78 |  |  |  | 0 | 0.41 | 0 | 0 | 0 | 0 | 0 | 0 | 0 | 0 | 0 | 0 | 2009 Qtr 1: 0; 2009 Qtr 2: 0; 2009 Qtr 3: 0.41; 2009 Qtr 4: 0; 2010 Qtr 1: 0; 2010 Qtr 2: 0; 2010 Qtr 3: 0; 2010 Qtr 4: 0; 2011 Qtr 1: 0; 2011 Qtr 2: 0; 2011 Qtr 3: 0; 2011 Qtr 4: 0 | 0.41
0 | 348004-Faucet Aerator |  | System | Residential | HorizAxisClothesWasher | 0 |  |  |  |  | 12.7 | 0 | 0 | 0 | 10.88 | 1.82 | 0 |  | kW | 0 | 6.733 | Residential |  | Annual | [5 empty] | 10 | 0.85 |  |  |  | 0 | 3 | 0 | 0 | 0 | 0 | 0 | 0 | 0 | 0 | 0 | 0 | 2009 Qtr 1: 0; 2009 Qtr 2: 0; 2009 Qtr 3: 3; 2009 Qtr 4: 0; 2010 Qtr 1: 0; 2010 Qtr 2: 0; 2010 Qtr 3: 0; 2010 Qtr 4: 0; 2011 Qtr 1: 0; 2011 Qtr 2: 0; 2011 Qtr 3: 0; 2011 Qtr 4: 0 | 3
0 | 348005-Low Flow Showerheads |  | System | Residential | HorizAxisClothesWasher | 0 |  |  |  |  | 37.95 | 0 | 0 | 0 | 33.71 | 4.24 | 0 |  | kW | 0 | 8.978 | Residential |  | Annual | [5 empty] | 10 | 0.7 |  |  |  | 0 | 2 | 0 | 0 | 0 | 0 | 0 | 0 | 0 | 0 | 0 | 0 | 2009 Qtr 1: 0; 2009 Qtr 2: 0; 2009 Qtr 3: 2; 2009 Qtr 4: 0; 2010 Qtr 1: 0; 2010 Qtr 2: 0; 2010 Qtr 3: 0; 2010 Qtr 4: 0; 2011 Qtr 1: 0; 2011 Qtr 2: 0; 2011 Qtr 3: 0; 2011 Qtr 4: 0 | 2
0 | 348003-Pipe Wrap |  | System | Residential | HorizAxisClothesWasher | 0 |  |  |  |  | 40 | 0 | 0 | 0 | 33.75 | 6.25 | 0 |  | kW | 0 | 8.978 | Residential |  | Annual | [5 empty] | 11 | 0.85 |  |  |  | 0 | 1 | 0 | 0 | 0 | 0 | 0 | 0 | 0 | 0 | 0 | 0 | 2009 Qtr 1: 0; 2009 Qtr 2: 0; 2009 Qtr 3: 1; 2009 Qtr 4: 0; 2010 Qtr 1: 0; 2010 Qtr 2: 0; 2010 Qtr 3: 0; 2010 Qtr 4: 0; 2011 Qtr 1: 0; 2011 Qtr 2: 0; 2011 Qtr 3: 0; 2011 Qtr 4: 0 | 1
0 | 348002-Duct Test and Seal (Gas Only) |  | System | Residential | AC_Cooling | 0 |  |  |  |  | 721.3171 | 0 | 0 | 0 | 644.7805 | 76.5366 | 0 |  | kW | 0 | 35 | Residential |  | Annual | [5 empty] | 18 | 0.78 |  |  |  | 0 | 0.41 | 0 | 0 | 0 | 0 | 0 | 0 | 0 | 0 | 0 | 0 | 2009 Qtr 1: 0; 2009 Qtr 2: 0; 2009 Qtr 3: 0.41; 2009 Qtr 4: 0; 2010 Qtr 1: 0; 2010 Qtr 2: 0; 2010 Qtr 3: 0; 2010 Qtr 4: 0; 2011 Qtr 1: 0; 2011 Qtr 2: 0; 2011 Qtr 3: 0; 2011 Qtr 4: 0 | 0.41
0 | 348004-Faucet Aerator |  | System | Residential | HorizAxisClothesWasher | 0 |  |  |  |  | 12.7 | 0 | 0 | 0 | 10.88 | 1.82 | 0 |  | kW | 0 | 6.733 | Residential |  | Annual | [5 empty] | 10 | 0.85 |  |  |  | 0 | 1 | 0 | 0 | 0 | 0 | 0 | 0 | 0 | 0 | 0 | 0 | 2009 Qtr 1: 0; 2009 Qtr 2: 0; 2009 Qtr 3: 1; 2009 Qtr 4: 0; 2010 Qtr 1: 0; 2010 Qtr 2: 0; 2010 Qtr 3: 0; 2010 Qtr 4: 0; 2011 Qtr 1: 0; 2011 Qtr 2: 0; 2011 Qtr 3: 0; 2011 Qtr 4: 0 | 1
0 | 348005-Low Flow Showerheads |  | System | Residential | HorizAxisClothesWasher | 0 |  |  |  |  | 37.95 | 0 | 0 | 0 | 33.71 | 4.24 | 0 |  | kW | 0 | 8.978 | Residential |  | Annual | [5 empty] | 10 | 0.7 |  |  |  | 0 | 1 | 0 | 0 | 0 | 0 | 0 | 0 | 0 | 0 | 0 | 0 | 2009 Qtr 1: 0; 2009 Qtr 2: 0; 2009 Qtr 3: 1; 2009 Qtr 4: 0; 2010 Qtr 1: 0; 2010 Qtr 2: 0; 2010 Qtr 3: 0; 2010 Qtr 4: 0; 2011 Qtr 1: 0; 2011 Qtr 2: 0; 2011 Qtr 3: 0; 2011 Qtr 4: 0 | 1
0 | 348004-Faucet Aerator |  | System | Residential | HorizAxisClothesWasher | 0 |  |  |  |  | 12.7 | 0 | 0 | 0 | 10.88 | 1.82 | 0 |  | kW | 0 | 6.733 | Residential |  | Annual | [5 empty] | 10 | 0.85 |  |  |  | 0 | 2 | 0 | 0 | 0 | 0 | 0 | 0 | 0 | 0 | 0 | 0 | 2009 Qtr 1: 0; 2009 Qtr 2: 0; 2009 Qtr 3: 2; 2009 Qtr 4: 0; 2010 Qtr 1: 0; 2010 Qtr 2: 0; 2010 Qtr 3: 0; 2010 Qtr 4: 0; 2011 Qtr 1: 0; 2011 Qtr 2: 0; 2011 Qtr 3: 0; 2011 Qtr 4: 0 | 2
0 | 348005-Low Flow Showerheads |  | System | Residential | HorizAxisClothesWasher | 0 |  |  |  |  | 37.95 | 0 | 0 | 0 | 33.71 | 4.24 | 0 |  | kW | 0 | 8.978 | Residential |  | Annual | [5 empty] | 10 | 0.7 |  |  |  | 0 | 2 | 0 | 0 | 0 | 0 | 0 | 0 | 0 | 0 | 0 | 0 | 2009 Qtr 1: 0; 2009 Qtr 2: 0; 2009 Qtr 3: 2; 2009 Qtr 4: 0; 2010 Qtr 1: 0; 2010 Qtr 2: 0; 2010 Qtr 3: 0; 2010 Qtr 4: 0; 2011 Qtr 1: 0; 2011 Qtr 2: 0; 2011 Qtr 3: 0; 2011 Qtr 4: 0 | 2
0 | 348002-Duct Test and Seal (Gas Only) |  | System | Residential | AC_Cooling | 0 |  |  |  |  | 721.3171 | 0 | 0 | 0 | 644.7805 | 76.5366 | 0 |  | kW | 0 | 35 | Residential |  | Annual | [5 empty] | 18 | 0.78 |  |  |  | 0 | 0.41 | 0 | 0 | 0 | 0 | 0 | 0 | 0 | 0 | 0 | 0 | 2009 Qtr 1: 0; 2009 Qtr 2: 0; 2009 Qtr 3: 0.41; 2009 Qtr 4: 0; 2010 Qtr 1: 0; 2010 Qtr 2: 0; 2010 Qtr 3: 0; 2010 Qtr 4: 0; 2011 Qtr 1: 0; 2011 Qtr 2: 0; 2011 Qtr 3: 0; 2011 Qtr 4: 0 | 0.41
0 | 348004-Faucet Aerator |  | System | Residential | HorizAxisClothesWasher | 0 |  |  |  |  | 12.7 | 0 | 0 | 0 | 10.88 | 1.82 | 0 |  | kW | 0 | 6.733 | Residential |  | Annual | [5 empty] | 10 | 0.85 |  |  |  | 0 | 4 | 0 | 0 | 0 | 0 | 0 | 0 | 0 | 0 | 0 | 0 | 2009 Qtr 1: 0; 2009 Qtr 2: 0; 2009 Qtr 3: 4; 2009 Qtr 4: 0; 2010 Qtr 1: 0; 2010 Qtr 2: 0; 2010 Qtr 3: 0; 2010 Qtr 4: 0; 2011 Qtr 1: 0; 2011 Qtr 2: 0; 2011 Qtr 3: 0; 2011 Qtr 4: 0 | 4
0 | 348005-Low Flow Showerheads |  | System | Residential | HorizAxisClothesWasher | 0 |  |  |  |  | 37.95 | 0 | 0 | 0 | 33.71 | 4.24 | 0 |  | kW | 0 | 8.978 | Residential |  | Annual | [5 empty] | 10 | 0.7 |  |  |  | 0 | 1 | 0 | 0 | 0 | 0 | 0 | 0 | 0 | 0 | 0 | 0 | 2009 Qtr 1: 0; 2009 Qtr 2: 0; 2009 Qtr 3: 1; 2009 Qtr 4: 0; 2010 Qtr 1: 0; 2010 Qtr 2: 0; 2010 Qtr 3: 0; 2010 Qtr 4: 0; 2011 Qtr 1: 0; 2011 Qtr 2: 0; 2011 Qtr 3: 0; 2011 Qtr 4: 0 | 1
0 | 348003-Pipe Wrap |  | System | Residential | HorizAxisClothesWasher | 0 |  |  |  |  | 40 | 0 | 0 | 0 | 33.75 | 6.25 | 0 |  | kW | 0 | 8.978 | Residential |  | Annual | [5 empty] | 11 | 0.85 |  |  |  | 0 | 1 | 0 | 0 | 0 | 0 | 0 | 0 | 0 | 0 | 0 | 0 | 2009 Qtr 1: 0; 2009 Qtr 2: 0; 2009 Qtr 3: 1; 2009 Qtr 4: 0; 2010 Qtr 1: 0; 2010 Qtr 2: 0; 2010 Qtr 3: 0; 2010 Qtr 4: 0; 2011 Qtr 1: 0; 2011 Qtr 2: 0; 2011 Qtr 3: 0; 2011 Qtr 4: 0 | 1
0 | 348002-Duct Test and Seal (Gas Only) |  | System | Residential | AC_Cooling | 0 |  |  |  |  | 721.3171 | 0 | 0 | 0 | 644.7805 | 76.5366 | 0 |  | kW | 0 | 35 | Residential |  | Annual | [5 empty] | 18 | 0.78 |  |  |  | 0 | 0.41 | 0 | 0 | 0 | 0 | 0 | 0 | 0 | 0 | 0 | 0 | 2009 Qtr 1: 0; 2009 Qtr 2: 0; 2009 Qtr 3: 0.41; 2009 Qtr 4: 0; 2010 Qtr 1: 0; 2010 Qtr 2: 0; 2010 Qtr 3: 0; 2010 Qtr 4: 0; 2011 Qtr 1: 0; 2011 Qtr 2: 0; 2011 Qtr 3: 0; 2011 Qtr 4: 0 | 0.41
0 | 348004-Faucet Aerator |  | System | Residential | HorizAxisClothesWasher | 0 |  |  |  |  | 12.7 | 0 | 0 | 0 | 10.88 | 1.82 | 0 |  | kW | 0 | 6.733 | Residential |  | Annual | [5 empty] | 10 | 0.85 |  |  |  | 0 | 2 | 0 | 0 | 0 | 0 | 0 | 0 | 0 | 0 | 0 | 0 | 2009 Qtr 1: 0; 2009 Qtr 2: 0; 2009 Qtr 3: 2; 2009 Qtr 4: 0; 2010 Qtr 1: 0; 2010 Qtr 2: 0; 2010 Qtr 3: 0; 2010 Qtr 4: 0; 2011 Qtr 1: 0; 2011 Qtr 2: 0; 2011 Qtr 3: 0; 2011 Qtr 4: 0 | 2
0 | 348005-Low Flow Showerheads |  | System | Residential | HorizAxisClothesWasher | 0 |  |  |  |  | 37.95 | 0 | 0 | 0 | 33.71 | 4.24 | 0 |  | kW | 0 | 8.978 | Residential |  | Annual | [5 empty] | 10 | 0.7 |  |  |  | 0 | 2 | 0 | 0 | 0 | 0 | 0 | 0 | 0 | 0 | 0 | 0 | 2009 Qtr 1: 0; 2009 Qtr 2: 0; 2009 Qtr 3: 2; 2009 Qtr 4: 0; 2010 Qtr 1: 0; 2010 Qtr 2: 0; 2010 Qtr 3: 0; 2010 Qtr 4: 0; 2011 Qtr 1: 0; 2011 Qtr 2: 0; 2011 Qtr 3: 0; 2011 Qtr 4: 0 | 2
0 | 348002-Duct Test and Seal (Gas Only) |  | System | Residential | AC_Cooling | 0 |  |  |  |  | 721.3171 | 0 | 0 | 0 | 644.7805 | 76.5366 | 0 |  | kW | 0 | 35 | Residential |  | Annual | [5 empty] | 18 | 0.78 |  |  |  | 0 | 0.41 | 0 | 0 | 0 | 0 | 0 | 0 | 0 | 0 | 0 | 0 | 2009 Qtr 1: 0; 2009 Qtr 2: 0; 2009 Qtr 3: 0.41; 2009 Qtr 4: 0; 2010 Qtr 1: 0; 2010 Qtr 2: 0; 2010 Qtr 3: 0; 2010 Qtr 4: 0; 2011 Qtr 1: 0; 2011 Qtr 2: 0; 2011 Qtr 3: 0; 2011 Qtr 4: 0 | 0.41
0 | 348004-Faucet Aerator |  | System | Residential | HorizAxisClothesWasher | 0 |  |  |  |  | 12.7 | 0 | 0 | 0 | 10.88 | 1.82 | 0 |  | kW | 0 | 6.733 | Residential |  | Annual | [5 empty] | 10 | 0.85 |  |  |  | 0 | 2 | 0 | 0 | 0 | 0 | 0 | 0 | 0 | 0 | 0 | 0 | 2009 Qtr 1: 0; 2009 Qtr 2: 0; 2009 Qtr 3: 2; 2009 Qtr 4: 0; 2010 Qtr 1: 0; 2010 Qtr 2: 0; 2010 Qtr 3: 0; 2010 Qtr 4: 0; 2011 Qtr 1: 0; 2011 Qtr 2: 0; 2011 Qtr 3: 0; 2011 Qtr 4: 0 | 2
0 | 348002-Duct Test and Seal (Gas Only) |  | System | Residential | AC_Cooling | 0 |  |  |  |  | 721.3171 | 0 | 0 | 0 | 644.7805 | 76.5366 | 0 |  | kW | 0 | 35 | Residential |  | Annual | [5 empty] | 18 | 0.78 |  |  |  | 0 | 0.41 | 0 | 0 | 0 | 0 | 0 | 0 | 0 | 0 | 0 | 0 | 2009 Qtr 1: 0; 2009 Qtr 2: 0; 2009 Qtr 3: 0.41; 2009 Qtr 4: 0; 2010 Qtr 1: 0; 2010 Qtr 2: 0; 2010 Qtr 3: 0; 2010 Qtr 4: 0; 2011 Qtr 1: 0; 2011 Qtr 2: 0; 2011 Qtr 3: 0; 2011 Qtr 4: 0 | 0.41
0 | 348004-Faucet Aerator |  | System | Residential | HorizAxisClothesWasher | 0 |  |  |  |  | 12.7 | 0 | 0 | 0 | 10.88 | 1.82 | 0 |  | kW | 0 | 6.733 | Residential |  | Annual | [5 empty] | 10 | 0.85 |  |  |  | 0 | 2 | 0 | 0 | 0 | 0 | 0 | 0 | 0 | 0 | 0 | 0 | 2009 Qtr 1: 0; 2009 Qtr 2: 0; 2009 Qtr 3: 2; 2009 Qtr 4: 0; 2010 Qtr 1: 0; 2010 Qtr 2: 0; 2010 Qtr 3: 0; 2010 Qtr 4: 0; 2011 Qtr 1: 0; 2011 Qtr 2: 0; 2011 Qtr 3: 0; 2011 Qtr 4: 0 | 2
0 | 348005-Low Flow Showerheads |  | System | Residential | HorizAxisClothesWasher | 0 |  |  |  |  | 37.95 | 0 | 0 | 0 | 33.71 | 4.24 | 0 |  | kW | 0 | 8.978 | Residential |  | Annual | [5 empty] | 10 | 0.7 |  |  |  | 0 | 1 | 0 | 0 | 0 | 0 | 0 | 0 | 0 | 0 | 0 | 0 | 2009 Qtr 1: 0; 2009 Qtr 2: 0; 2009 Qtr 3: 1; 2009 Qtr 4: 0; 2010 Qtr 1: 0; 2010 Qtr 2: 0; 2010 Qtr 3: 0; 2010 Qtr 4: 0; 2011 Qtr 1: 0; 2011 Qtr 2: 0; 2011 Qtr 3: 0; 2011 Qtr 4: 0 | 1
0 | 348003-Pipe Wrap |  | System | Residential | HorizAxisClothesWasher | 0 |  |  |  |  | 40 | 0 | 0 | 0 | 33.75 | 6.25 | 0 |  | kW | 0 | 8.978 | Residential |  | Annual | [5 empty] | 11 | 0.85 |  |  |  | 0 | 1 | 0 | 0 | 0 | 0 | 0 | 0 | 0 | 0 | 0 | 0 | 2009 Qtr 1: 0; 2009 Qtr 2: 0; 2009 Qtr 3: 1; 2009 Qtr 4: 0; 2010 Qtr 1: 0; 2010 Qtr 2: 0; 2010 Qtr 3: 0; 2010 Qtr 4: 0; 2011 Qtr 1: 0; 2011 Qtr 2: 0; 2011 Qtr 3: 0; 2011 Qtr 4: 0 | 1
0 | 348002-Duct Test and Seal (Gas Only) |  | System | Residential | AC_Cooling | 0 |  |  |  |  | 721.3171 | 0 | 0 | 0 | 644.7805 | 76.5366 | 0 |  | kW | 0 | 35 | Residential |  | Annual | [5 empty] | 18 | 0.78 |  |  |  | 0 | 0.41 | 0 | 0 | 0 | 0 | 0 | 0 | 0 | 0 | 0 | 0 | 2009 Qtr 1: 0; 2009 Qtr 2: 0; 2009 Qtr 3: 0.41; 2009 Qtr 4: 0; 2010 Qtr 1: 0; 2010 Qtr 2: 0; 2010 Qtr 3: 0; 2010 Qtr 4: 0; 2011 Qtr 1: 0; 2011 Qtr 2: 0; 2011 Qtr 3: 0; 2011 Qtr 4: 0 | 0.41
0 | 348004-Faucet Aerator |  | System | Residential | HorizAxisClothesWasher | 0 |  |  |  |  | 12.7 | 0 | 0 | 0 | 10.88 | 1.82 | 0 |  | kW | 0 | 6.733 | Residential |  | Annual | [5 empty] | 10 | 0.85 |  |  |  | 0 | 4 | 0 | 0 | 0 | 0 | 0 | 0 | 0 | 0 | 0 | 0 | 2009 Qtr 1: 0; 2009 Qtr 2: 0; 2009 Qtr 3: 4; 2009 Qtr 4: 0; 2010 Qtr 1: 0; 2010 Qtr 2: 0; 2010 Qtr 3: 0; 2010 Qtr 4: 0; 2011 Qtr 1: 0; 2011 Qtr 2: 0; 2011 Qtr 3: 0; 2011 Qtr 4: 0 | 4
0 | 348005-Low Flow Showerheads |  | System | Residential | HorizAxisClothesWasher | 0 |  |  |  |  | 37.95 | 0 | 0 | 0 | 33.71 | 4.24 | 0 |  | kW | 0 | 8.978 | Residential |  | Annual | [5 empty] | 10 | 0.7 |  |  |  | 0 | 2 | 0 | 0 | 0 | 0 | 0 | 0 | 0 | 0 | 0 | 0 | 2009 Qtr 1: 0; 2009 Qtr 2: 0; 2009 Qtr 3: 2; 2009 Qtr 4: 0; 2010 Qtr 1: 0; 2010 Qtr 2: 0; 2010 Qtr 3: 0; 2010 Qtr 4: 0; 2011 Qtr 1: 0; 2011 Qtr 2: 0; 2011 Qtr 3: 0; 2011 Qtr 4: 0 | 2
0 | 348003-Pipe Wrap |  | System | Residential | HorizAxisClothesWasher | 0 |  |  |  |  | 40 | 0 | 0 | 0 | 33.75 | 6.25 | 0 |  | kW | 0 | 8.978 | Residential |  | Annual | [5 empty] | 11 | 0.85 |  |  |  | 0 | 1 | 0 | 0 | 0 | 0 | 0 | 0 | 0 | 0 | 0 | 0 | 2009 Qtr 1: 0; 2009 Qtr 2: 0; 2009 Qtr 3: 1; 2009 Qtr 4: 0; 2010 Qtr 1: 0; 2010 Qtr 2: 0; 2010 Qtr 3: 0; 2010 Qtr 4: 0; 2011 Qtr 1: 0; 2011 Qtr 2: 0; 2011 Qtr 3: 0; 2011 Qtr 4: 0 | 1
0 | 348002-Duct Test and Seal (Gas Only) |  | System | Residential | AC_Cooling | 0 |  |  |  |  | 721.3171 | 0 | 0 | 0 | 644.7805 | 76.5366 | 0 |  | kW | 0 | 35 | Residential |  | Annual | [5 empty] | 18 | 0.78 |  |  |  | 0 | 0.41 | 0 | 0 | 0 | 0 | 0 | 0 | 0 | 0 | 0 | 0 | 2009 Qtr 1: 0; 2009 Qtr 2: 0; 2009 Qtr 3: 0.41; 2009 Qtr 4: 0; 2010 Qtr 1: 0; 2010 Qtr 2: 0; 2010 Qtr 3: 0; 2010 Qtr 4: 0; 2011 Qtr 1: 0; 2011 Qtr 2: 0; 2011 Qtr 3: 0; 2011 Qtr 4: 0 | 0.41
0 | 348004-Faucet Aerator |  | System | Residential | HorizAxisClothesWasher | 0 |  |  |  |  | 12.7 | 0 | 0 | 0 | 10.88 | 1.82 | 0 |  | kW | 0 | 6.733 | Residential |  | Annual | [5 empty] | 10 | 0.85 |  |  |  | 0 | 3 | 0 | 0 | 0 | 0 | 0 | 0 | 0 | 0 | 0 | 0 | 2009 Qtr 1: 0; 2009 Qtr 2: 0; 2009 Qtr 3: 3; 2009 Qtr 4: 0; 2010 Qtr 1: 0; 2010 Qtr 2: 0; 2010 Qtr 3: 0; 2010 Qtr 4: 0; 2011 Qtr 1: 0; 2011 Qtr 2: 0; 2011 Qtr 3: 0; 2011 Qtr 4: 0 | 3
0 | 348005-Low Flow Showerheads |  | System | Residential | HorizAxisClothesWasher | 0 |  |  |  |  | 37.95 | 0 | 0 | 0 | 33.71 | 4.24 | 0 |  | kW | 0 | 8.978 | Residential |  | Annual | [5 empty] | 10 | 0.7 |  |  |  | 0 | 1 | 0 | 0 | 0 | 0 | 0 | 0 | 0 | 0 | 0 | 0 | 2009 Qtr 1: 0; 2009 Qtr 2: 0; 2009 Qtr 3: 1; 2009 Qtr 4: 0; 2010 Qtr 1: 0; 2010 Qtr 2: 0; 2010 Qtr 3: 0; 2010 Qtr 4: 0; 2011 Qtr 1: 0; 2011 Qtr 2: 0; 2011 Qtr 3: 0; 2011 Qtr 4: 0 | 1
0 | 348003-Pipe Wrap |  | System | Residential | HorizAxisClothesWasher | 0 |  |  |  |  | 40 | 0 | 0 | 0 | 33.75 | 6.25 | 0 |  | kW | 0 | 8.978 | Residential |  | Annual | [5 empty] | 11 | 0.85 |  |  |  | 0 | 1 | 0 | 0 | 0 | 0 | 0 | 0 | 0 | 0 | 0 | 0 | 2009 Qtr 1: 0; 2009 Qtr 2: 0; 2009 Qtr 3: 1; 2009 Qtr 4: 0; 2010 Qtr 1: 0; 2010 Qtr 2: 0; 2010 Qtr 3: 0; 2010 Qtr 4: 0; 2011 Qtr 1: 0; 2011 Qtr 2: 0; 2011 Qtr 3: 0; 2011 Qtr 4: 0 | 1
0 | 348002-Duct Test and Seal (Gas Only) |  | System | Residential | AC_Cooling | 0 |  |  |  |  | 721.3171 | 0 | 0 | 0 | 644.7805 | 76.5366 | 0 |  | kW | 0 | 35 | Residential |  | Annual | [5 empty] | 18 | 0.78 |  |  |  | 0 | 0.41 | 0 | 0 | 0 | 0 | 0 | 0 | 0 | 0 | 0 | 0 | 2009 Qtr 1: 0; 2009 Qtr 2: 0; 2009 Qtr 3: 0.41; 2009 Qtr 4: 0; 2010 Qtr 1: 0; 2010 Qtr 2: 0; 2010 Qtr 3: 0; 2010 Qtr 4: 0; 2011 Qtr 1: 0; 2011 Qtr 2: 0; 2011 Qtr 3: 0; 2011 Qtr 4: 0 | 0.41
0 | 348004-Faucet Aerator |  | System | Residential | HorizAxisClothesWasher | 0 |  |  |  |  | 12.7 | 0 | 0 | 0 | 10.88 | 1.82 | 0 |  | kW | 0 | 6.733 | Residential |  | Annual | [5 empty] | 10 | 0.85 |  |  |  | 0 | 4 | 0 | 0 | 0 | 0 | 0 | 0 | 0 | 0 | 0 | 0 | 2009 Qtr 1: 0; 2009 Qtr 2: 0; 2009 Qtr 3: 4; 2009 Qtr 4: 0; 2010 Qtr 1: 0; 2010 Qtr 2: 0; 2010 Qtr 3: 0; 2010 Qtr 4: 0; 2011 Qtr 1: 0; 2011 Qtr 2: 0; 2011 Qtr 3: 0; 2011 Qtr 4: 0 | 4
0 | 348005-Low Flow Showerheads |  | System | Residential | HorizAxisClothesWasher | 0 |  |  |  |  | 37.95 | 0 | 0 | 0 | 33.71 | 4.24 | 0 |  | kW | 0 | 8.978 | Residential |  | Annual | [5 empty] | 10 | 0.7 |  |  |  | 0 | 2 | 0 | 0 | 0 | 0 | 0 | 0 | 0 | 0 | 0 | 0 | 2009 Qtr 1: 0; 2009 Qtr 2: 0; 2009 Qtr 3: 2; 2009 Qtr 4: 0; 2010 Qtr 1: 0; 2010 Qtr 2: 0; 2010 Qtr 3: 0; 2010 Qtr 4: 0; 2011 Qtr 1: 0; 2011 Qtr 2: 0; 2011 Qtr 3: 0; 2011 Qtr 4: 0 | 2
0 | 348004-Faucet Aerator |  | System | Residential | HorizAxisClothesWasher | 0 |  |  |  |  | 12.7 | 0 | 0 | 0 | 10.88 | 1.82 | 0 |  | kW | 0 | 6.733 | Residential |  | Annual | [5 empty] | 10 | 0.85 |  |  |  | 0 | 2 | 0 | 0 | 0 | 0 | 0 | 0 | 0 | 0 | 0 | 0 | 2009 Qtr 1: 0; 2009 Qtr 2: 0; 2009 Qtr 3: 2; 2009 Qtr 4: 0; 2010 Qtr 1: 0; 2010 Qtr 2: 0; 2010 Qtr 3: 0; 2010 Qtr 4: 0; 2011 Qtr 1: 0; 2011 Qtr 2: 0; 2011 Qtr 3: 0; 2011 Qtr 4: 0 | 2
0 | 348005-Low Flow Showerheads |  | System | Residential | HorizAxisClothesWasher | 0 |  |  |  |  | 37.95 | 0 | 0 | 0 | 33.71 | 4.24 | 0 |  | kW | 0 | 8.978 | Residential |  | Annual | [5 empty] | 10 | 0.7 |  |  |  | 0 | 2 | 0 | 0 | 0 | 0 | 0 | 0 | 0 | 0 | 0 | 0 | 2009 Qtr 1: 0; 2009 Qtr 2: 0; 2009 Qtr 3: 2; 2009 Qtr 4: 0; 2010 Qtr 1: 0; 2010 Qtr 2: 0; 2010 Qtr 3: 0; 2010 Qtr 4: 0; 2011 Qtr 1: 0; 2011 Qtr 2: 0; 2011 Qtr 3: 0; 2011 Qtr 4: 0 | 2
0 | 348002-Duct Test and Seal (Gas Only) |  | System | Residential | AC_Cooling | 0 |  |  |  |  | 721.3171 | 0 | 0 | 0 | 644.7805 | 76.5366 | 0 |  | kW | 0 | 35 | Residential |  | Annual | [5 empty] | 18 | 0.78 |  |  |  | 0 | 0.41 | 0 | 0 | 0 | 0 | 0 | 0 | 0 | 0 | 0 | 0 | 2009 Qtr 1: 0; 2009 Qtr 2: 0; 2009 Qtr 3: 0.41; 2009 Qtr 4: 0; 2010 Qtr 1: 0; 2010 Qtr 2: 0; 2010 Qtr 3: 0; 2010 Qtr 4: 0; 2011 Qtr 1: 0; 2011 Qtr 2: 0; 2011 Qtr 3: 0; 2011 Qtr 4: 0 | 0.41
0 | 348004-Faucet Aerator |  | System | Residential | HorizAxisClothesWasher | 0 |  |  |  |  | 12.7 | 0 | 0 | 0 | 10.88 | 1.82 | 0 |  | kW | 0 | 6.733 | Residential |  | Annual | [5 empty] | 10 | 0.85 |  |  |  | 0 | 4 | 0 | 0 | 0 | 0 | 0 | 0 | 0 | 0 | 0 | 0 | 2009 Qtr 1: 0; 2009 Qtr 2: 0; 2009 Qtr 3: 4; 2009 Qtr 4: 0; 2010 Qtr 1: 0; 2010 Qtr 2: 0; 2010 Qtr 3: 0; 2010 Qtr 4: 0; 2011 Qtr 1: 0; 2011 Qtr 2: 0; 2011 Qtr 3: 0; 2011 Qtr 4: 0 | 4
0 | 348005-Low Flow Showerheads |  | System | Residential | HorizAxisClothesWasher | 0 |  |  |  |  | 37.95 | 0 | 0 | 0 | 33.71 | 4.24 | 0 |  | kW | 0 | 8.978 | Residential |  | Annual | [5 empty] | 10 | 0.7 |  |  |  | 0 | 2 | 0 | 0 | 0 | 0 | 0 | 0 | 0 | 0 | 0 | 0 | 2009 Qtr 1: 0; 2009 Qtr 2: 0; 2009 Qtr 3: 2; 2009 Qtr 4: 0; 2010 Qtr 1: 0; 2010 Qtr 2: 0; 2010 Qtr 3: 0; 2010 Qtr 4: 0; 2011 Qtr 1: 0; 2011 Qtr 2: 0; 2011 Qtr 3: 0; 2011 Qtr 4: 0 | 2
0 | 348003-Pipe Wrap |  | System | Residential | HorizAxisClothesWasher | 0 |  |  |  |  | 40 | 0 | 0 | 0 | 33.75 | 6.25 | 0 |  | kW | 0 | 8.978 | Residential |  | Annual | [5 empty] | 11 | 0.85 |  |  |  | 0 | 1 | 0 | 0 | 0 | 0 | 0 | 0 | 0 | 0 | 0 | 0 | 2009 Qtr 1: 0; 2009 Qtr 2: 0; 2009 Qtr 3: 1; 2009 Qtr 4: 0; 2010 Qtr 1: 0; 2010 Qtr 2: 0; 2010 Qtr 3: 0; 2010 Qtr 4: 0; 2011 Qtr 1: 0; 2011 Qtr 2: 0; 2011 Qtr 3: 0; 2011 Qtr 4: 0 | 1
0 | 348002-Duct Test and Seal (Gas Only) |  | System | Residential | AC_Cooling | 0 |  |  |  |  | 721.3171 | 0 | 0 | 0 | 644.7805 | 76.5366 | 0 |  | kW | 0 | 35 | Residential |  | Annual | [5 empty] | 18 | 0.78 |  |  |  | 0 | 0.41 | 0 | 0 | 0 | 0 | 0 | 0 | 0 | 0 | 0 | 0 | 2009 Qtr 1: 0; 2009 Qtr 2: 0; 2009 Qtr 3: 0.41; 2009 Qtr 4: 0; 2010 Qtr 1: 0; 2010 Qtr 2: 0; 2010 Qtr 3: 0; 2010 Qtr 4: 0; 2011 Qtr 1: 0; 2011 Qtr 2: 0; 2011 Qtr 3: 0; 2011 Qtr 4: 0 | 0.41
0 | 348004-Faucet Aerator |  | System | Residential | HorizAxisClothesWasher | 0 |  |  |  |  | 12.7 | 0 | 0 | 0 | 10.88 | 1.82 | 0 |  | kW | 0 | 6.733 | Residential |  | Annual | [5 empty] | 10 | 0.85 |  |  |  | 0 | 3 | 0 | 0 | 0 | 0 | 0 | 0 | 0 | 0 | 0 | 0 | 2009 Qtr 1: 0; 2009 Qtr 2: 0; 2009 Qtr 3: 3; 2009 Qtr 4: 0; 2010 Qtr 1: 0; 2010 Qtr 2: 0; 2010 Qtr 3: 0; 2010 Qtr 4: 0; 2011 Qtr 1: 0; 2011 Qtr 2: 0; 2011 Qtr 3: 0; 2011 Qtr 4: 0 | 3
0 | 348005-Low Flow Showerheads |  | System | Residential | HorizAxisClothesWasher | 0 |  |  |  |  | 37.95 | 0 | 0 | 0 | 33.71 | 4.24 | 0 |  | kW | 0 | 8.978 | Residential |  | Annual | [5 empty] | 10 | 0.7 |  |  |  | 0 | 2 | 0 | 0 | 0 | 0 | 0 | 0 | 0 | 0 | 0 | 0 | 2009 Qtr 1: 0; 2009 Qtr 2: 0; 2009 Qtr 3: 2; 2009 Qtr 4: 0; 2010 Qtr 1: 0; 2010 Qtr 2: 0; 2010 Qtr 3: 0; 2010 Qtr 4: 0; 2011 Qtr 1: 0; 2011 Qtr 2: 0; 2011 Qtr 3: 0; 2011 Qtr 4: 0 | 2
0 | 348002-Duct Test and Seal (Gas Only) |  | System | Residential | AC_Cooling | 0 |  |  |  |  | 721.3171 | 0 | 0 | 0 | 644.7805 | 76.5366 | 0 |  | kW | 0 | 35 | Residential |  | Annual | [5 empty] | 18 | 0.78 |  |  |  | 0 | 0.41 | 0 | 0 | 0 | 0 | 0 | 0 | 0 | 0 | 0 | 0 | 2009 Qtr 1: 0; 2009 Qtr 2: 0; 2009 Qtr 3: 0.41; 2009 Qtr 4: 0; 2010 Qtr 1: 0; 2010 Qtr 2: 0; 2010 Qtr 3: 0; 2010 Qtr 4: 0; 2011 Qtr 1: 0; 2011 Qtr 2: 0; 2011 Qtr 3: 0; 2011 Qtr 4: 0 | 0.41
0 | 348004-Faucet Aerator |  | System | Residential | HorizAxisClothesWasher | 0 |  |  |  |  | 12.7 | 0 | 0 | 0 | 10.88 | 1.82 | 0 |  | kW | 0 | 6.733 | Residential |  | Annual | [5 empty] | 10 | 0.85 |  |  |  | 0 | 2 | 0 | 0 | 0 | 0 | 0 | 0 | 0 | 0 | 0 | 0 | 2009 Qtr 1: 0; 2009 Qtr 2: 0; 2009 Qtr 3: 2; 2009 Qtr 4: 0; 2010 Qtr 1: 0; 2010 Qtr 2: 0; 2010 Qtr 3: 0; 2010 Qtr 4: 0; 2011 Qtr 1: 0; 2011 Qtr 2: 0; 2011 Qtr 3: 0; 2011 Qtr 4: 0 | 2
0 | 348003-Pipe Wrap |  | System | Residential | HorizAxisClothesWasher | 0 |  |  |  |  | 40 | 0 | 0 | 0 | 33.75 | 6.25 | 0 |  | kW | 0 | 8.978 | Residential |  | Annual | [5 empty] | 11 | 0.85 |  |  |  | 0 | 1 | 0 | 0 | 0 | 0 | 0 | 0 | 0 | 0 | 0 | 0 | 2009 Qtr 1: 0; 2009 Qtr 2: 0; 2009 Qtr 3: 1; 2009 Qtr 4: 0; 2010 Qtr 1: 0; 2010 Qtr 2: 0; 2010 Qtr 3: 0; 2010 Qtr 4: 0; 2011 Qtr 1: 0; 2011 Qtr 2: 0; 2011 Qtr 3: 0; 2011 Qtr 4: 0 | 1
0 | 348002-Duct Test and Seal (Gas Only) |  | System | Residential | AC_Cooling | 0 |  |  |  |  | 721.3171 | 0 | 0 | 0 | 644.7805 | 76.5366 | 0 |  | kW | 0 | 35 | Residential |  | Annual | [5 empty] | 18 | 0.78 |  |  |  | 0 | 0.41 | 0 | 0 | 0 | 0 | 0 | 0 | 0 | 0 | 0 | 0 | 2009 Qtr 1: 0; 2009 Qtr 2: 0; 2009 Qtr 3: 0.41; 2009 Qtr 4: 0; 2010 Qtr 1: 0; 2010 Qtr 2: 0; 2010 Qtr 3: 0; 2010 Qtr 4: 0; 2011 Qtr 1: 0; 2011 Qtr 2: 0; 2011 Qtr 3: 0; 2011 Qtr 4: 0 | 0.41
0 | 348002-Duct Test and Seal (Gas Only) |  | System | Residential | AC_Cooling | 0 |  |  |  |  | 721.3171 | 0 | 0 | 0 | 644.7805 | 76.5366 | 0 |  | kW | 0 | 35 | Residential |  | Annual | [5 empty] | 18 | 0.78 |  |  |  | 0 | 0.41 | 0 | 0 | 0 | 0 | 0 | 0 | 0 | 0 | 0 | 0 | 2009 Qtr 1: 0; 2009 Qtr 2: 0; 2009 Qtr 3: 0.41; 2009 Qtr 4: 0; 2010 Qtr 1: 0; 2010 Qtr 2: 0; 2010 Qtr 3: 0; 2010 Qtr 4: 0; 2011 Qtr 1: 0; 2011 Qtr 2: 0; 2011 Qtr 3: 0; 2011 Qtr 4: 0 | 0.41
0 | 348004-Faucet Aerator |  | System | Residential | HorizAxisClothesWasher | 0 |  |  |  |  | 12.7 | 0 | 0 | 0 | 10.88 | 1.82 | 0 |  | kW | 0 | 6.733 | Residential |  | Annual | [5 empty] | 10 | 0.85 |  |  |  | 0 | 3 | 0 | 0 | 0 | 0 | 0 | 0 | 0 | 0 | 0 | 0 | 2009 Qtr 1: 0; 2009 Qtr 2: 0; 2009 Qtr 3: 3; 2009 Qtr 4: 0; 2010 Qtr 1: 0; 2010 Qtr 2: 0; 2010 Qtr 3: 0; 2010 Qtr 4: 0; 2011 Qtr 1: 0; 2011 Qtr 2: 0; 2011 Qtr 3: 0; 2011 Qtr 4: 0 | 3
0 | 348005-Low Flow Showerheads |  | System | Residential | HorizAxisClothesWasher | 0 |  |  |  |  | 37.95 | 0 | 0 | 0 | 33.71 | 4.24 | 0 |  | kW | 0 | 8.978 | Residential |  | Annual | [5 empty] | 10 | 0.7 |  |  |  | 0 | 1 | 0 | 0 | 0 | 0 | 0 | 0 | 0 | 0 | 0 | 0 | 2009 Qtr 1: 0; 2009 Qtr 2: 0; 2009 Qtr 3: 1; 2009 Qtr 4: 0; 2010 Qtr 1: 0; 2010 Qtr 2: 0; 2010 Qtr 3: 0; 2010 Qtr 4: 0; 2011 Qtr 1: 0; 2011 Qtr 2: 0; 2011 Qtr 3: 0; 2011 Qtr 4: 0 | 1
0 | 348003-Pipe Wrap |  | System | Residential | HorizAxisClothesWasher | 0 |  |  |  |  | 40 | 0 | 0 | 0 | 33.75 | 6.25 | 0 |  | kW | 0 | 8.978 | Residential |  | Annual | [5 empty] | 11 | 0.85 |  |  |  | 0 | 1 | 0 | 0 | 0 | 0 | 0 | 0 | 0 | 0 | 0 | 0 | 2009 Qtr 1: 0; 2009 Qtr 2: 0; 2009 Qtr 3: 1; 2009 Qtr 4: 0; 2010 Qtr 1: 0; 2010 Qtr 2: 0; 2010 Qtr 3: 0; 2010 Qtr 4: 0; 2011 Qtr 1: 0; 2011 Qtr 2: 0; 2011 Qtr 3: 0; 2011 Qtr 4: 0 | 1
0 | 348002-Duct Test and Seal (Gas Only) |  | System | Residential | AC_Cooling | 0 |  |  |  |  | 721.3171 | 0 | 0 | 0 | 644.7805 | 76.5366 | 0 |  | kW | 0 | 35 | Residential |  | Annual | [5 empty] | 18 | 0.78 |  |  |  | 0 | 0.41 | 0 | 0 | 0 | 0 | 0 | 0 | 0 | 0 | 0 | 0 | 2009 Qtr 1: 0; 2009 Qtr 2: 0; 2009 Qtr 3: 0.41; 2009 Qtr 4: 0; 2010 Qtr 1: 0; 2010 Qtr 2: 0; 2010 Qtr 3: 0; 2010 Qtr 4: 0; 2011 Qtr 1: 0; 2011 Qtr 2: 0; 2011 Qtr 3: 0; 2011 Qtr 4: 0 | 0.41
0 | 348004-Faucet Aerator |  | System | Residential | HorizAxisClothesWasher | 0 |  |  |  |  | 12.7 | 0 | 0 | 0 | 10.88 | 1.82 | 0 |  | kW | 0 | 6.733 | Residential |  | Annual | [5 empty] | 10 | 0.85 |  |  |  | 0 | 2 | 0 | 0 | 0 | 0 | 0 | 0 | 0 | 0 | 0 | 0 | 2009 Qtr 1: 0; 2009 Qtr 2: 0; 2009 Qtr 3: 2; 2009 Qtr 4: 0; 2010 Qtr 1: 0; 2010 Qtr 2: 0; 2010 Qtr 3: 0; 2010 Qtr 4: 0; 2011 Qtr 1: 0; 2011 Qtr 2: 0; 2011 Qtr 3: 0; 2011 Qtr 4: 0 | 2
0 | 348005-Low Flow Showerheads |  | System | Residential | HorizAxisClothesWasher | 0 |  |  |  |  | 37.95 | 0 | 0 | 0 | 33.71 | 4.24 | 0 |  | kW | 0 | 8.978 | Residential |  | Annual | [5 empty] | 10 | 0.7 |  |  |  | 0 | 2 | 0 | 0 | 0 | 0 | 0 | 0 | 0 | 0 | 0 | 0 | 2009 Qtr 1: 0; 2009 Qtr 2: 0; 2009 Qtr 3: 2; 2009 Qtr 4: 0; 2010 Qtr 1: 0; 2010 Qtr 2: 0; 2010 Qtr 3: 0; 2010 Qtr 4: 0; 2011 Qtr 1: 0; 2011 Qtr 2: 0; 2011 Qtr 3: 0; 2011 Qtr 4: 0 | 2
0 | 348002-Duct Test and Seal (Gas Only) |  | System | Residential | AC_Cooling | 0 |  |  |  |  | 721.3171 | 0 | 0 | 0 | 644.7805 | 76.5366 | 0 |  | kW | 0 | 35 | Residential |  | Annual | [5 empty] | 18 | 0.78 |  |  |  | 0 | 0.41 | 0 | 0 | 0 | 0 | 0 | 0 | 0 | 0 | 0 | 0 | 2009 Qtr 1: 0; 2009 Qtr 2: 0; 2009 Qtr 3: 0.41; 2009 Qtr 4: 0; 2010 Qtr 1: 0; 2010 Qtr 2: 0; 2010 Qtr 3: 0; 2010 Qtr 4: 0; 2011 Qtr 1: 0; 2011 Qtr 2: 0; 2011 Qtr 3: 0; 2011 Qtr 4: 0 | 0.41
0 | 348004-Faucet Aerator |  | System | Residential | HorizAxisClothesWasher | 0 |  |  |  |  | 12.7 | 0 | 0 | 0 | 10.88 | 1.82 | 0 |  | kW | 0 | 6.733 | Residential |  | Annual | [5 empty] | 10 | 0.85 |  |  |  | 0 | 2 | 0 | 0 | 0 | 0 | 0 | 0 | 0 | 0 | 0 | 0 | 2009 Qtr 1: 0; 2009 Qtr 2: 0; 2009 Qtr 3: 2; 2009 Qtr 4: 0; 2010 Qtr 1: 0; 2010 Qtr 2: 0; 2010 Qtr 3: 0; 2010 Qtr 4: 0; 2011 Qtr 1: 0; 2011 Qtr 2: 0; 2011 Qtr 3: 0; 2011 Qtr 4: 0 | 2
0 | 348005-Low Flow Showerheads |  | System | Residential | HorizAxisClothesWasher | 0 |  |  |  |  | 37.95 | 0 | 0 | 0 | 33.71 | 4.24 | 0 |  | kW | 0 | 8.978 | Residential |  | Annual | [5 empty] | 10 | 0.7 |  |  |  | 0 | 2 | 0 | 0 | 0 | 0 | 0 | 0 | 0 | 0 | 0 | 0 | 2009 Qtr 1: 0; 2009 Qtr 2: 0; 2009 Qtr 3: 2; 2009 Qtr 4: 0; 2010 Qtr 1: 0; 2010 Qtr 2: 0; 2010 Qtr 3: 0; 2010 Qtr 4: 0; 2011 Qtr 1: 0; 2011 Qtr 2: 0; 2011 Qtr 3: 0; 2011 Qtr 4: 0 | 2
0 | 348003-Pipe Wrap |  | System | Residential | HorizAxisClothesWasher | 0 |  |  |  |  | 40 | 0 | 0 | 0 | 33.75 | 6.25 | 0 |  | kW | 0 | 8.978 | Residential |  | Annual | [5 empty] | 11 | 0.85 |  |  |  | 0 | 1 | 0 | 0 | 0 | 0 | 0 | 0 | 0 | 0 | 0 | 0 | 2009 Qtr 1: 0; 2009 Qtr 2: 0; 2009 Qtr 3: 1; 2009 Qtr 4: 0; 2010 Qtr 1: 0; 2010 Qtr 2: 0; 2010 Qtr 3: 0; 2010 Qtr 4: 0; 2011 Qtr 1: 0; 2011 Qtr 2: 0; 2011 Qtr 3: 0; 2011 Qtr 4: 0 | 1
0 | 348004-Faucet Aerator |  | System | Residential | HorizAxisClothesWasher | 0 |  |  |  |  | 12.7 | 0 | 0 | 0 | 10.88 | 1.82 | 0 |  | kW | 0 | 6.733 | Residential |  | Annual | [5 empty] | 10 | 0.85 |  |  |  | 0 | 2 | 0 | 0 | 0 | 0 | 0 | 0 | 0 | 0 | 0 | 0 | 2009 Qtr 1: 0; 2009 Qtr 2: 0; 2009 Qtr 3: 2; 2009 Qtr 4: 0; 2010 Qtr 1: 0; 2010 Qtr 2: 0; 2010 Qtr 3: 0; 2010 Qtr 4: 0; 2011 Qtr 1: 0; 2011 Qtr 2: 0; 2011 Qtr 3: 0; 2011 Qtr 4: 0 | 2
0 | 348003-Pipe Wrap |  | System | Residential | HorizAxisClothesWasher | 0 |  |  |  |  | 40 | 0 | 0 | 0 | 33.75 | 6.25 | 0 |  | kW | 0 | 8.978 | Residential |  | Annual | [5 empty] | 11 | 0.85 |  |  |  | 0 | 1 | 0 | 0 | 0 | 0 | 0 | 0 | 0 | 0 | 0 | 0 | 2009 Qtr 1: 0; 2009 Qtr 2: 0; 2009 Qtr 3: 1; 2009 Qtr 4: 0; 2010 Qtr 1: 0; 2010 Qtr 2: 0; 2010 Qtr 3: 0; 2010 Qtr 4: 0; 2011 Qtr 1: 0; 2011 Qtr 2: 0; 2011 Qtr 3: 0; 2011 Qtr 4: 0 | 1
0 | 348002-Duct Test and Seal (Gas Only) |  | System | Residential | AC_Cooling | 0 |  |  |  |  | 721.3171 | 0 | 0 | 0 | 644.7805 | 76.5366 | 0 |  | kW | 0 | 35 | Residential |  | Annual | [5 empty] | 18 | 0.78 |  |  |  | 0 | 0.41 | 0 | 0 | 0 | 0 | 0 | 0 | 0 | 0 | 0 | 0 | 2009 Qtr 1: 0; 2009 Qtr 2: 0; 2009 Qtr 3: 0.41; 2009 Qtr 4: 0; 2010 Qtr 1: 0; 2010 Qtr 2: 0; 2010 Qtr 3: 0; 2010 Qtr 4: 0; 2011 Qtr 1: 0; 2011 Qtr 2: 0; 2011 Qtr 3: 0; 2011 Qtr 4: 0 | 0.41
0 | 348004-Faucet Aerator |  | System | Residential | HorizAxisClothesWasher | 0 |  |  |  |  | 12.7 | 0 | 0 | 0 | 10.88 | 1.82 | 0 |  | kW | 0 | 6.733 | Residential |  | Annual | [5 empty] | 10 | 0.85 |  |  |  | 0 | 1 | 0 | 0 | 0 | 0 | 0 | 0 | 0 | 0 | 0 | 0 | 2009 Qtr 1: 0; 2009 Qtr 2: 0; 2009 Qtr 3: 1; 2009 Qtr 4: 0; 2010 Qtr 1: 0; 2010 Qtr 2: 0; 2010 Qtr 3: 0; 2010 Qtr 4: 0; 2011 Qtr 1: 0; 2011 Qtr 2: 0; 2011 Qtr 3: 0; 2011 Qtr 4: 0 | 1
0 | 348005-Low Flow Showerheads |  | System | Residential | HorizAxisClothesWasher | 0 |  |  |  |  | 37.95 | 0 | 0 | 0 | 33.71 | 4.24 | 0 |  | kW | 0 | 8.978 | Residential |  | Annual | [5 empty] | 10 | 0.7 |  |  |  | 0 | 1 | 0 | 0 | 0 | 0 | 0 | 0 | 0 | 0 | 0 | 0 | 2009 Qtr 1: 0; 2009 Qtr 2: 0; 2009 Qtr 3: 1; 2009 Qtr 4: 0; 2010 Qtr 1: 0; 2010 Qtr 2: 0; 2010 Qtr 3: 0; 2010 Qtr 4: 0; 2011 Qtr 1: 0; 2011 Qtr 2: 0; 2011 Qtr 3: 0; 2011 Qtr 4: 0 | 1
0 | 348003-Pipe Wrap |  | System | Residential | HorizAxisClothesWasher | 0 |  |  |  |  | 40 | 0 | 0 | 0 | 33.75 | 6.25 | 0 |  | kW | 0 | 8.978 | Residential |  | Annual | [5 empty] | 11 | 0.85 |  |  |  | 0 | 1 | 0 | 0 | 0 | 0 | 0 | 0 | 0 | 0 | 0 | 0 | 2009 Qtr 1: 0; 2009 Qtr 2: 0; 2009 Qtr 3: 1; 2009 Qtr 4: 0; 2010 Qtr 1: 0; 2010 Qtr 2: 0; 2010 Qtr 3: 0; 2010 Qtr 4: 0; 2011 Qtr 1: 0; 2011 Qtr 2: 0; 2011 Qtr 3: 0; 2011 Qtr 4: 0 | 1
0 | 348002-Duct Test and Seal (Gas Only) |  | System | Residential | AC_Cooling | 0 |  |  |  |  | 721.3171 | 0 | 0 | 0 | 644.7805 | 76.5366 | 0 |  | kW | 0 | 35 | Residential |  | Annual | [5 empty] | 18 | 0.78 |  |  |  | 0 | 0.41 | 0 | 0 | 0 | 0 | 0 | 0 | 0 | 0 | 0 | 0 | 2009 Qtr 1: 0; 2009 Qtr 2: 0; 2009 Qtr 3: 0.41; 2009 Qtr 4: 0; 2010 Qtr 1: 0; 2010 Qtr 2: 0; 2010 Qtr 3: 0; 2010 Qtr 4: 0; 2011 Qtr 1: 0; 2011 Qtr 2: 0; 2011 Qtr 3: 0; 2011 Qtr 4: 0 | 0.41
0 | 348004-Faucet Aerator |  | System | Residential | HorizAxisClothesWasher | 0 |  |  |  |  | 12.7 | 0 | 0 | 0 | 10.88 | 1.82 | 0 |  | kW | 0 | 6.733 | Residential |  | Annual | [5 empty] | 10 | 0.85 |  |  |  | 0 | 2 | 0 | 0 | 0 | 0 | 0 | 0 | 0 | 0 | 0 | 0 | 2009 Qtr 1: 0; 2009 Qtr 2: 0; 2009 Qtr 3: 2; 2009 Qtr 4: 0; 2010 Qtr 1: 0; 2010 Qtr 2: 0; 2010 Qtr 3: 0; 2010 Qtr 4: 0; 2011 Qtr 1: 0; 2011 Qtr 2: 0; 2011 Qtr 3: 0; 2011 Qtr 4: 0 | 2
0 | 348005-Low Flow Showerheads |  | System | Residential | HorizAxisClothesWasher | 0 |  |  |  |  | 37.95 | 0 | 0 | 0 | 33.71 | 4.24 | 0 |  | kW | 0 | 8.978 | Residential |  | Annual | [5 empty] | 10 | 0.7 |  |  |  | 0 | 1 | 0 | 0 | 0 | 0 | 0 | 0 | 0 | 0 | 0 | 0 | 2009 Qtr 1: 0; 2009 Qtr 2: 0; 2009 Qtr 3: 1; 2009 Qtr 4: 0; 2010 Qtr 1: 0; 2010 Qtr 2: 0; 2010 Qtr 3: 0; 2010 Qtr 4: 0; 2011 Qtr 1: 0; 2011 Qtr 2: 0; 2011 Qtr 3: 0; 2011 Qtr 4: 0 | 1
0 | 348003-Pipe Wrap |  | System | Residential | HorizAxisClothesWasher | 0 |  |  |  |  | 40 | 0 | 0 | 0 | 33.75 | 6.25 | 0 |  | kW | 0 | 8.978 | Residential |  | Annual | [5 empty] | 11 | 0.85 |  |  |  | 0 | 1 | 0 | 0 | 0 | 0 | 0 | 0 | 0 | 0 | 0 | 0 | 2009 Qtr 1: 0; 2009 Qtr 2: 0; 2009 Qtr 3: 1; 2009 Qtr 4: 0; 2010 Qtr 1: 0; 2010 Qtr 2: 0; 2010 Qtr 3: 0; 2010 Qtr 4: 0; 2011 Qtr 1: 0; 2011 Qtr 2: 0; 2011 Qtr 3: 0; 2011 Qtr 4: 0 | 1
0 | 348004-Faucet Aerator |  | System | Residential | HorizAxisClothesWasher | 0 |  |  |  |  | 12.7 | 0 | 0 | 0 | 10.88 | 1.82 | 0 |  | kW | 0 | 6.733 | Residential |  | Annual | [5 empty] | 10 | 0.85 |  |  |  | 0 | 2 | 0 | 0 | 0 | 0 | 0 | 0 | 0 | 0 | 0 | 0 | 2009 Qtr 1: 0; 2009 Qtr 2: 0; 2009 Qtr 3: 2; 2009 Qtr 4: 0; 2010 Qtr 1: 0; 2010 Qtr 2: 0; 2010 Qtr 3: 0; 2010 Qtr 4: 0; 2011 Qtr 1: 0; 2011 Qtr 2: 0; 2011 Qtr 3: 0; 2011 Qtr 4: 0 | 2
0 | 348005-Low Flow Showerheads |  | System | Residential | HorizAxisClothesWasher | 0 |  |  |  |  | 37.95 | 0 | 0 | 0 | 33.71 | 4.24 | 0 |  | kW | 0 | 8.978 | Residential |  | Annual | [5 empty] | 10 | 0.7 |  |  |  | 0 | 1 | 0 | 0 | 0 | 0 | 0 | 0 | 0 | 0 | 0 | 0 | 2009 Qtr 1: 0; 2009 Qtr 2: 0; 2009 Qtr 3: 1; 2009 Qtr 4: 0; 2010 Qtr 1: 0; 2010 Qtr 2: 0; 2010 Qtr 3: 0; 2010 Qtr 4: 0; 2011 Qtr 1: 0; 2011 Qtr 2: 0; 2011 Qtr 3: 0; 2011 Qtr 4: 0 | 1
0 | 348003-Pipe Wrap |  | System | Residential | HorizAxisClothesWasher | 0 |  |  |  |  | 40 | 0 | 0 | 0 | 33.75 | 6.25 | 0 |  | kW | 0 | 8.978 | Residential |  | Annual | [5 empty] | 11 | 0.85 |  |  |  | 0 | 1 | 0 | 0 | 0 | 0 | 0 | 0 | 0 | 0 | 0 | 0 | 2009 Qtr 1: 0; 2009 Qtr 2: 0; 2009 Qtr 3: 1; 2009 Qtr 4: 0; 2010 Qtr 1: 0; 2010 Qtr 2: 0; 2010 Qtr 3: 0; 2010 Qtr 4: 0; 2011 Qtr 1: 0; 2011 Qtr 2: 0; 2011 Qtr 3: 0; 2011 Qtr 4: 0 | 1
0 | 348004-Faucet Aerator |  | System | Residential | HorizAxisClothesWasher | 0 |  |  |  |  | 12.7 | 0 | 0 | 0 | 10.88 | 1.82 | 0 |  | kW | 0 | 6.733 | Residential |  | Annual | [5 empty] | 10 | 0.85 |  |  |  | 0 | 3 | 0 | 0 | 0 | 0 | 0 | 0 | 0 | 0 | 0 | 0 | 2009 Qtr 1: 0; 2009 Qtr 2: 0; 2009 Qtr 3: 3; 2009 Qtr 4: 0; 2010 Qtr 1: 0; 2010 Qtr 2: 0; 2010 Qtr 3: 0; 2010 Qtr 4: 0; 2011 Qtr 1: 0; 2011 Qtr 2: 0; 2011 Qtr 3: 0; 2011 Qtr 4: 0 | 3
0 | 348005-Low Flow Showerheads |  | System | Residential | HorizAxisClothesWasher | 0 |  |  |  |  | 37.95 | 0 | 0 | 0 | 33.71 | 4.24 | 0 |  | kW | 0 | 8.978 | Residential |  | Annual | [5 empty] | 10 | 0.7 |  |  |  | 0 | 2 | 0 | 0 | 0 | 0 | 0 | 0 | 0 | 0 | 0 | 0 | 2009 Qtr 1: 0; 2009 Qtr 2: 0; 2009 Qtr 3: 2; 2009 Qtr 4: 0; 2010 Qtr 1: 0; 2010 Qtr 2: 0; 2010 Qtr 3: 0; 2010 Qtr 4: 0; 2011 Qtr 1: 0; 2011 Qtr 2: 0; 2011 Qtr 3: 0; 2011 Qtr 4: 0 | 2
0 | 348003-Pipe Wrap |  | System | Residential | HorizAxisClothesWasher | 0 |  |  |  |  | 40 | 0 | 0 | 0 | 33.75 | 6.25 | 0 |  | kW | 0 | 8.978 | Residential |  | Annual | [5 empty] | 11 | 0.85 |  |  |  | 0 | 1 | 0 | 0 | 0 | 0 | 0 | 0 | 0 | 0 | 0 | 0 | 2009 Qtr 1: 0; 2009 Qtr 2: 0; 2009 Qtr 3: 1; 2009 Qtr 4: 0; 2010 Qtr 1: 0; 2010 Qtr 2: 0; 2010 Qtr 3: 0; 2010 Qtr 4: 0; 2011 Qtr 1: 0; 2011 Qtr 2: 0; 2011 Qtr 3: 0; 2011 Qtr 4: 0 | 1
0 | 348005-Low Flow Showerheads |  | System | Residential | HorizAxisClothesWasher | 0 |  |  |  |  | 37.95 | 0 | 0 | 0 | 33.71 | 4.24 | 0 |  | kW | 0 | 8.978 | Residential |  | Annual | [5 empty] | 10 | 0.7 |  |  |  | 0 | 1 | 0 | 0 | 0 | 0 | 0 | 0 | 0 | 0 | 0 | 0 | 2009 Qtr 1: 0; 2009 Qtr 2: 0; 2009 Qtr 3: 1; 2009 Qtr 4: 0; 2010 Qtr 1: 0; 2010 Qtr 2: 0; 2010 Qtr 3: 0; 2010 Qtr 4: 0; 2011 Qtr 1: 0; 2011 Qtr 2: 0; 2011 Qtr 3: 0; 2011 Qtr 4: 0 | 1
0 | 348003-Pipe Wrap |  | System | Residential | HorizAxisClothesWasher | 0 |  |  |  |  | 40 | 0 | 0 | 0 | 33.75 | 6.25 | 0 |  | kW | 0 | 8.978 | Residential |  | Annual | [5 empty] | 11 | 0.85 |  |  |  | 0 | 1 | 0 | 0 | 0 | 0 | 0 | 0 | 0 | 0 | 0 | 0 | 2009 Qtr 1: 0; 2009 Qtr 2: 0; 2009 Qtr 3: 1; 2009 Qtr 4: 0; 2010 Qtr 1: 0; 2010 Qtr 2: 0; 2010 Qtr 3: 0; 2010 Qtr 4: 0; 2011 Qtr 1: 0; 2011 Qtr 2: 0; 2011 Qtr 3: 0; 2011 Qtr 4: 0 | 1
0 | 348002-Duct Test and Seal (Gas Only) |  | System | Residential | AC_Cooling | 0 |  |  |  |  | 721.3171 | 0 | 0 | 0 | 644.7805 | 76.5366 | 0 |  | kW | 0 | 35 | Residential |  | Annual | [5 empty] | 18 | 0.78 |  |  |  | 0 | 0.41 | 0 | 0 | 0 | 0 | 0 | 0 | 0 | 0 | 0 | 0 | 2009 Qtr 1: 0; 2009 Qtr 2: 0; 2009 Qtr 3: 0.41; 2009 Qtr 4: 0; 2010 Qtr 1: 0; 2010 Qtr 2: 0; 2010 Qtr 3: 0; 2010 Qtr 4: 0; 2011 Qtr 1: 0; 2011 Qtr 2: 0; 2011 Qtr 3: 0; 2011 Qtr 4: 0 | 0.41
0 | 348004-Faucet Aerator |  | System | Residential | HorizAxisClothesWasher | 0 |  |  |  |  | 12.7 | 0 | 0 | 0 | 10.88 | 1.82 | 0 |  | kW | 0 | 6.733 | Residential |  | Annual | [5 empty] | 10 | 0.85 |  |  |  | 0 | 2 | 0 | 0 | 0 | 0 | 0 | 0 | 0 | 0 | 0 | 0 | 2009 Qtr 1: 0; 2009 Qtr 2: 0; 2009 Qtr 3: 2; 2009 Qtr 4: 0; 2010 Qtr 1: 0; 2010 Qtr 2: 0; 2010 Qtr 3: 0; 2010 Qtr 4: 0; 2011 Qtr 1: 0; 2011 Qtr 2: 0; 2011 Qtr 3: 0; 2011 Qtr 4: 0 | 2
0 | 348005-Low Flow Showerheads |  | System | Residential | HorizAxisClothesWasher | 0 |  |  |  |  | 37.95 | 0 | 0 | 0 | 33.71 | 4.24 | 0 |  | kW | 0 | 8.978 | Residential |  | Annual | [5 empty] | 10 | 0.7 |  |  |  | 0 | 1 | 0 | 0 | 0 | 0 | 0 | 0 | 0 | 0 | 0 | 0 | 2009 Qtr 1: 0; 2009 Qtr 2: 0; 2009 Qtr 3: 1; 2009 Qtr 4: 0; 2010 Qtr 1: 0; 2010 Qtr 2: 0; 2010 Qtr 3: 0; 2010 Qtr 4: 0; 2011 Qtr 1: 0; 2011 Qtr 2: 0; 2011 Qtr 3: 0; 2011 Qtr 4: 0 | 1
0 | 348003-Pipe Wrap |  | System | Residential | HorizAxisClothesWasher | 0 |  |  |  |  | 40 | 0 | 0 | 0 | 33.75 | 6.25 | 0 |  | kW | 0 | 8.978 | Residential |  | Annual | [5 empty] | 11 | 0.85 |  |  |  | 0 | 1 | 0 | 0 | 0 | 0 | 0 | 0 | 0 | 0 | 0 | 0 | 2009 Qtr 1: 0; 2009 Qtr 2: 0; 2009 Qtr 3: 1; 2009 Qtr 4: 0; 2010 Qtr 1: 0; 2010 Qtr 2: 0; 2010 Qtr 3: 0; 2010 Qtr 4: 0; 2011 Qtr 1: 0; 2011 Qtr 2: 0; 2011 Qtr 3: 0; 2011 Qtr 4: 0 | 1
0 | 348002-Duct Test and Seal (Gas Only) |  | System | Residential | AC_Cooling | 0 |  |  |  |  | 721.3171 | 0 | 0 | 0 | 644.7805 | 76.5366 | 0 |  | kW | 0 | 35 | Residential |  | Annual | [5 empty] | 18 | 0.78 |  |  |  | 0 | 0.41 | 0 | 0 | 0 | 0 | 0 | 0 | 0 | 0 | 0 | 0 | 2009 Qtr 1: 0; 2009 Qtr 2: 0; 2009 Qtr 3: 0.41; 2009 Qtr 4: 0; 2010 Qtr 1: 0; 2010 Qtr 2: 0; 2010 Qtr 3: 0; 2010 Qtr 4: 0; 2011 Qtr 1: 0; 2011 Qtr 2: 0; 2011 Qtr 3: 0; 2011 Qtr 4: 0 | 0.41
0 | 348004-Faucet Aerator |  | System | Residential | HorizAxisClothesWasher | 0 |  |  |  |  | 12.7 | 0 | 0 | 0 | 10.88 | 1.82 | 0 |  | kW | 0 | 6.733 | Residential |  | Annual | [5 empty] | 10 | 0.85 |  |  |  | 0 | 2 | 0 | 0 | 0 | 0 | 0 | 0 | 0 | 0 | 0 | 0 | 2009 Qtr 1: 0; 2009 Qtr 2: 0; 2009 Qtr 3: 2; 2009 Qtr 4: 0; 2010 Qtr 1: 0; 2010 Qtr 2: 0; 2010 Qtr 3: 0; 2010 Qtr 4: 0; 2011 Qtr 1: 0; 2011 Qtr 2: 0; 2011 Qtr 3: 0; 2011 Qtr 4: 0 | 2
0 | 348005-Low Flow Showerheads |  | System | Residential | HorizAxisClothesWasher | 0 |  |  |  |  | 37.95 | 0 | 0 | 0 | 33.71 | 4.24 | 0 |  | kW | 0 | 8.978 | Residential |  | Annual | [5 empty] | 10 | 0.7 |  |  |  | 0 | 1 | 0 | 0 | 0 | 0 | 0 | 0 | 0 | 0 | 0 | 0 | 2009 Qtr 1: 0; 2009 Qtr 2: 0; 2009 Qtr 3: 1; 2009 Qtr 4: 0; 2010 Qtr 1: 0; 2010 Qtr 2: 0; 2010 Qtr 3: 0; 2010 Qtr 4: 0; 2011 Qtr 1: 0; 2011 Qtr 2: 0; 2011 Qtr 3: 0; 2011 Qtr 4: 0 | 1
0 | 348004-Faucet Aerator |  | System | Residential | HorizAxisClothesWasher | 0 |  |  |  |  | 12.7 | 0 | 0 | 0 | 10.88 | 1.82 | 0 |  | kW | 0 | 6.733 | Residential |  | Annual | [5 empty] | 10 | 0.85 |  |  |  | 0 | 4 | 0 | 0 | 0 | 0 | 0 | 0 | 0 | 0 | 0 | 0 | 2009 Qtr 1: 0; 2009 Qtr 2: 0; 2009 Qtr 3: 4; 2009 Qtr 4: 0; 2010 Qtr 1: 0; 2010 Qtr 2: 0; 2010 Qtr 3: 0; 2010 Qtr 4: 0; 2011 Qtr 1: 0; 2011 Qtr 2: 0; 2011 Qtr 3: 0; 2011 Qtr 4: 0 | 4
0 | 348005-Low Flow Showerheads |  | System | Residential | HorizAxisClothesWasher | 0 |  |  |  |  | 37.95 | 0 | 0 | 0 | 33.71 | 4.24 | 0 |  | kW | 0 | 8.978 | Residential |  | Annual | [5 empty] | 10 | 0.7 |  |  |  | 0 | 2 | 0 | 0 | 0 | 0 | 0 | 0 | 0 | 0 | 0 | 0 | 2009 Qtr 1: 0; 2009 Qtr 2: 0; 2009 Qtr 3: 2; 2009 Qtr 4: 0; 2010 Qtr 1: 0; 2010 Qtr 2: 0; 2010 Qtr 3: 0; 2010 Qtr 4: 0; 2011 Qtr 1: 0; 2011 Qtr 2: 0; 2011 Qtr 3: 0; 2011 Qtr 4: 0 | 2
0 | 348003-Pipe Wrap |  | System | Residential | HorizAxisClothesWasher | 0 |  |  |  |  | 40 | 0 | 0 | 0 | 33.75 | 6.25 | 0 |  | kW | 0 | 8.978 | Residential |  | Annual | [5 empty] | 11 | 0.85 |  |  |  | 0 | 1 | 0 | 0 | 0 | 0 | 0 | 0 | 0 | 0 | 0 | 0 | 2009 Qtr 1: 0; 2009 Qtr 2: 0; 2009 Qtr 3: 1; 2009 Qtr 4: 0; 2010 Qtr 1: 0; 2010 Qtr 2: 0; 2010 Qtr 3: 0; 2010 Qtr 4: 0; 2011 Qtr 1: 0; 2011 Qtr 2: 0; 2011 Qtr 3: 0; 2011 Qtr 4: 0 | 1
0 | 348002-Duct Test and Seal (Gas Only) |  | System | Residential | AC_Cooling | 0 |  |  |  |  | 721.3171 | 0 | 0 | 0 | 644.7805 | 76.5366 | 0 |  | kW | 0 | 35 | Residential |  | Annual | [5 empty] | 18 | 0.78 |  |  |  | 0 | 0.41 | 0 | 0 | 0 | 0 | 0 | 0 | 0 | 0 | 0 | 0 | 2009 Qtr 1: 0; 2009 Qtr 2: 0; 2009 Qtr 3: 0.41; 2009 Qtr 4: 0; 2010 Qtr 1: 0; 2010 Qtr 2: 0; 2010 Qtr 3: 0; 2010 Qtr 4: 0; 2011 Qtr 1: 0; 2011 Qtr 2: 0; 2011 Qtr 3: 0; 2011 Qtr 4: 0 | 0.41
0 | 348004-Faucet Aerator |  | System | Residential | HorizAxisClothesWasher | 0 |  |  |  |  | 12.7 | 0 | 0 | 0 | 10.88 | 1.82 | 0 |  | kW | 0 | 6.733 | Residential |  | Annual | [5 empty] | 10 | 0.85 |  |  |  | 0 | 2 | 0 | 0 | 0 | 0 | 0 | 0 | 0 | 0 | 0 | 0 | 2009 Qtr 1: 0; 2009 Qtr 2: 0; 2009 Qtr 3: 2; 2009 Qtr 4: 0; 2010 Qtr 1: 0; 2010 Qtr 2: 0; 2010 Qtr 3: 0; 2010 Qtr 4: 0; 2011 Qtr 1: 0; 2011 Qtr 2: 0; 2011 Qtr 3: 0; 2011 Qtr 4: 0 | 2
0 | 348005-Low Flow Showerheads |  | System | Residential | HorizAxisClothesWasher | 0 |  |  |  |  | 37.95 | 0 | 0 | 0 | 33.71 | 4.24 | 0 |  | kW | 0 | 8.978 | Residential |  | Annual | [5 empty] | 10 | 0.7 |  |  |  | 0 | 1 | 0 | 0 | 0 | 0 | 0 | 0 | 0 | 0 | 0 | 0 | 2009 Qtr 1: 0; 2009 Qtr 2: 0; 2009 Qtr 3: 1; 2009 Qtr 4: 0; 2010 Qtr 1: 0; 2010 Qtr 2: 0; 2010 Qtr 3: 0; 2010 Qtr 4: 0; 2011 Qtr 1: 0; 2011 Qtr 2: 0; 2011 Qtr 3: 0; 2011 Qtr 4: 0 | 1
0 | 348003-Pipe Wrap |  | System | Residential | HorizAxisClothesWasher | 0 |  |  |  |  | 40 | 0 | 0 | 0 | 33.75 | 6.25 | 0 |  | kW | 0 | 8.978 | Residential |  | Annual | [5 empty] | 11 | 0.85 |  |  |  | 0 | 1 | 0 | 0 | 0 | 0 | 0 | 0 | 0 | 0 | 0 | 0 | 2009 Qtr 1: 0; 2009 Qtr 2: 0; 2009 Qtr 3: 1; 2009 Qtr 4: 0; 2010 Qtr 1: 0; 2010 Qtr 2: 0; 2010 Qtr 3: 0; 2010 Qtr 4: 0; 2011 Qtr 1: 0; 2011 Qtr 2: 0; 2011 Qtr 3: 0; 2011 Qtr 4: 0 | 1
0 | 348002-Duct Test and Seal (Gas Only) |  | System | Residential | AC_Cooling | 0 |  |  |  |  | 721.3171 | 0 | 0 | 0 | 644.7805 | 76.5366 | 0 |  | kW | 0 | 35 | Residential |  | Annual | [5 empty] | 18 | 0.78 |  |  |  | 0 | 0.41 | 0 | 0 | 0 | 0 | 0 | 0 | 0 | 0 | 0 | 0 | 2009 Qtr 1: 0; 2009 Qtr 2: 0; 2009 Qtr 3: 0.41; 2009 Qtr 4: 0; 2010 Qtr 1: 0; 2010 Qtr 2: 0; 2010 Qtr 3: 0; 2010 Qtr 4: 0; 2011 Qtr 1: 0; 2011 Qtr 2: 0; 2011 Qtr 3: 0; 2011 Qtr 4: 0 | 0.41
0 | 348004-Faucet Aerator |  | System | Residential | HorizAxisClothesWasher | 0 |  |  |  |  | 12.7 | 0 | 0 | 0 | 10.88 | 1.82 | 0 |  | kW | 0 | 6.733 | Residential |  | Annual | [5 empty] | 10 | 0.85 |  |  |  | 0 | 1 | 0 | 0 | 0 | 0 | 0 | 0 | 0 | 0 | 0 | 0 | 2009 Qtr 1: 0; 2009 Qtr 2: 0; 2009 Qtr 3: 1; 2009 Qtr 4: 0; 2010 Qtr 1: 0; 2010 Qtr 2: 0; 2010 Qtr 3: 0; 2010 Qtr 4: 0; 2011 Qtr 1: 0; 2011 Qtr 2: 0; 2011 Qtr 3: 0; 2011 Qtr 4: 0 | 1
0 | 348005-Low Flow Showerheads |  | System | Residential | HorizAxisClothesWasher | 0 |  |  |  |  | 37.95 | 0 | 0 | 0 | 33.71 | 4.24 | 0 |  | kW | 0 | 8.978 | Residential |  | Annual | [5 empty] | 10 | 0.7 |  |  |  | 0 | 2 | 0 | 0 | 0 | 0 | 0 | 0 | 0 | 0 | 0 | 0 | 2009 Qtr 1: 0; 2009 Qtr 2: 0; 2009 Qtr 3: 2; 2009 Qtr 4: 0; 2010 Qtr 1: 0; 2010 Qtr 2: 0; 2010 Qtr 3: 0; 2010 Qtr 4: 0; 2011 Qtr 1: 0; 2011 Qtr 2: 0; 2011 Qtr 3: 0; 2011 Qtr 4: 0 | 2
0 | 348003-Pipe Wrap |  | System | Residential | HorizAxisClothesWasher | 0 |  |  |  |  | 40 | 0 | 0 | 0 | 33.75 | 6.25 | 0 |  | kW | 0 | 8.978 | Residential |  | Annual | [5 empty] | 11 | 0.85 |  |  |  | 0 | 1 | 0 | 0 | 0 | 0 | 0 | 0 | 0 | 0 | 0 | 0 | 2009 Qtr 1: 0; 2009 Qtr 2: 0; 2009 Qtr 3: 1; 2009 Qtr 4: 0; 2010 Qtr 1: 0; 2010 Qtr 2: 0; 2010 Qtr 3: 0; 2010 Qtr 4: 0; 2011 Qtr 1: 0; 2011 Qtr 2: 0; 2011 Qtr 3: 0; 2011 Qtr 4: 0 | 1
0 | 348002-Duct Test and Seal (Gas Only) |  | System | Residential | AC_Cooling | 0 |  |  |  |  | 721.3171 | 0 | 0 | 0 | 644.7805 | 76.5366 | 0 |  | kW | 0 | 35 | Residential |  | Annual | [5 empty] | 18 | 0.78 |  |  |  | 0 | 0.41 | 0 | 0 | 0 | 0 | 0 | 0 | 0 | 0 | 0 | 0 | 2009 Qtr 1: 0; 2009 Qtr 2: 0; 2009 Qtr 3: 0.41; 2009 Qtr 4: 0; 2010 Qtr 1: 0; 2010 Qtr 2: 0; 2010 Qtr 3: 0; 2010 Qtr 4: 0; 2011 Qtr 1: 0; 2011 Qtr 2: 0; 2011 Qtr 3: 0; 2011 Qtr 4: 0 | 0.41
0 | 348004-Faucet Aerator |  | System | Residential | HorizAxisClothesWasher | 0 |  |  |  |  | 12.7 | 0 | 0 | 0 | 10.88 | 1.82 | 0 |  | kW | 0 | 6.733 | Residential |  | Annual | [5 empty] | 10 | 0.85 |  |  |  | 0 | 2 | 0 | 0 | 0 | 0 | 0 | 0 | 0 | 0 | 0 | 0 | 2009 Qtr 1: 0; 2009 Qtr 2: 0; 2009 Qtr 3: 2; 2009 Qtr 4: 0; 2010 Qtr 1: 0; 2010 Qtr 2: 0; 2010 Qtr 3: 0; 2010 Qtr 4: 0; 2011 Qtr 1: 0; 2011 Qtr 2: 0; 2011 Qtr 3: 0; 2011 Qtr 4: 0 | 2
0 | 348005-Low Flow Showerheads |  | System | Residential | HorizAxisClothesWasher | 0 |  |  |  |  | 37.95 | 0 | 0 | 0 | 33.71 | 4.24 | 0 |  | kW | 0 | 8.978 | Residential |  | Annual | [5 empty] | 10 | 0.7 |  |  |  | 0 | 1 | 0 | 0 | 0 | 0 | 0 | 0 | 0 | 0 | 0 | 0 | 2009 Qtr 1: 0; 2009 Qtr 2: 0; 2009 Qtr 3: 1; 2009 Qtr 4: 0; 2010 Qtr 1: 0; 2010 Qtr 2: 0; 2010 Qtr 3: 0; 2010 Qtr 4: 0; 2011 Qtr 1: 0; 2011 Qtr 2: 0; 2011 Qtr 3: 0; 2011 Qtr 4: 0 | 1
0 | 348003-Pipe Wrap |  | System | Residential | HorizAxisClothesWasher | 0 |  |  |  |  | 40 | 0 | 0 | 0 | 33.75 | 6.25 | 0 |  | kW | 0 | 8.978 | Residential |  | Annual | [5 empty] | 11 | 0.85 |  |  |  | 0 | 1 | 0 | 0 | 0 | 0 | 0 | 0 | 0 | 0 | 0 | 0 | 2009 Qtr 1: 0; 2009 Qtr 2: 0; 2009 Qtr 3: 1; 2009 Qtr 4: 0; 2010 Qtr 1: 0; 2010 Qtr 2: 0; 2010 Qtr 3: 0; 2010 Qtr 4: 0; 2011 Qtr 1: 0; 2011 Qtr 2: 0; 2011 Qtr 3: 0; 2011 Qtr 4: 0 | 1
0 | 348002-Duct Test and Seal (Gas Only) |  | System | Residential | AC_Cooling | 0 |  |  |  |  | 721.3171 | 0 | 0 | 0 | 644.7805 | 76.5366 | 0 |  | kW | 0 | 35 | Residential |  | Annual | [5 empty] | 18 | 0.78 |  |  |  | 0 | 0.41 | 0 | 0 | 0 | 0 | 0 | 0 | 0 | 0 | 0 | 0 | 2009 Qtr 1: 0; 2009 Qtr 2: 0; 2009 Qtr 3: 0.41; 2009 Qtr 4: 0; 2010 Qtr 1: 0; 2010 Qtr 2: 0; 2010 Qtr 3: 0; 2010 Qtr 4: 0; 2011 Qtr 1: 0; 2011 Qtr 2: 0; 2011 Qtr 3: 0; 2011 Qtr 4: 0 | 0.41
0 | 348004-Faucet Aerator |  | System | Residential | HorizAxisClothesWasher | 0 |  |  |  |  | 12.7 | 0 | 0 | 0 | 10.88 | 1.82 | 0 |  | kW | 0 | 6.733 | Residential |  | Annual | [5 empty] | 10 | 0.85 |  |  |  | 0 | 2 | 0 | 0 | 0 | 0 | 0 | 0 | 0 | 0 | 0 | 0 | 2009 Qtr 1: 0; 2009 Qtr 2: 0; 2009 Qtr 3: 2; 2009 Qtr 4: 0; 2010 Qtr 1: 0; 2010 Qtr 2: 0; 2010 Qtr 3: 0; 2010 Qtr 4: 0; 2011 Qtr 1: 0; 2011 Qtr 2: 0; 2011 Qtr 3: 0; 2011 Qtr 4: 0 | 2
0 | 348005-Low Flow Showerheads |  | System | Residential | HorizAxisClothesWasher | 0 |  |  |  |  | 37.95 | 0 | 0 | 0 | 33.71 | 4.24 | 0 |  | kW | 0 | 8.978 | Residential |  | Annual | [5 empty] | 10 | 0.7 |  |  |  | 0 | 2 | 0 | 0 | 0 | 0 | 0 | 0 | 0 | 0 | 0 | 0 | 2009 Qtr 1: 0; 2009 Qtr 2: 0; 2009 Qtr 3: 2; 2009 Qtr 4: 0; 2010 Qtr 1: 0; 2010 Qtr 2: 0; 2010 Qtr 3: 0; 2010 Qtr 4: 0; 2011 Qtr 1: 0; 2011 Qtr 2: 0; 2011 Qtr 3: 0; 2011 Qtr 4: 0 | 2
0 | 348002-Duct Test and Seal (Gas Only) |  | System | Residential | AC_Cooling | 0 |  |  |  |  | 721.3171 | 0 | 0 | 0 | 644.7805 | 76.5366 | 0 |  | kW | 0 | 35 | Residential |  | Annual | [5 empty] | 18 | 0.78 |  |  |  | 0 | 0.41 | 0 | 0 | 0 | 0 | 0 | 0 | 0 | 0 | 0 | 0 | 2009 Qtr 1: 0; 2009 Qtr 2: 0; 2009 Qtr 3: 0.41; 2009 Qtr 4: 0; 2010 Qtr 1: 0; 2010 Qtr 2: 0; 2010 Qtr 3: 0; 2010 Qtr 4: 0; 2011 Qtr 1: 0; 2011 Qtr 2: 0; 2011 Qtr 3: 0; 2011 Qtr 4: 0 | 0.41
0 | 348004-Faucet Aerator |  | System | Residential | HorizAxisClothesWasher | 0 |  |  |  |  | 12.7 | 0 | 0 | 0 | 10.88 | 1.82 | 0 |  | kW | 0 | 6.733 | Residential |  | Annual | [5 empty] | 10 | 0.85 |  |  |  | 0 | 1 | 0 | 0 | 0 | 0 | 0 | 0 | 0 | 0 | 0 | 0 | 2009 Qtr 1: 0; 2009 Qtr 2: 0; 2009 Qtr 3: 1; 2009 Qtr 4: 0; 2010 Qtr 1: 0; 2010 Qtr 2: 0; 2010 Qtr 3: 0; 2010 Qtr 4: 0; 2011 Qtr 1: 0; 2011 Qtr 2: 0; 2011 Qtr 3: 0; 2011 Qtr 4: 0 | 1
0 | 348005-Low Flow Showerheads |  | System | Residential | HorizAxisClothesWasher | 0 |  |  |  |  | 37.95 | 0 | 0 | 0 | 33.71 | 4.24 | 0 |  | kW | 0 | 8.978 | Residential |  | Annual | [5 empty] | 10 | 0.7 |  |  |  | 0 | 1 | 0 | 0 | 0 | 0 | 0 | 0 | 0 | 0 | 0 | 0 | 2009 Qtr 1: 0; 2009 Qtr 2: 0; 2009 Qtr 3: 1; 2009 Qtr 4: 0; 2010 Qtr 1: 0; 2010 Qtr 2: 0; 2010 Qtr 3: 0; 2010 Qtr 4: 0; 2011 Qtr 1: 0; 2011 Qtr 2: 0; 2011 Qtr 3: 0; 2011 Qtr 4: 0 | 1
0 | 348003-Pipe Wrap |  | System | Residential | HorizAxisClothesWasher | 0 |  |  |  |  | 40 | 0 | 0 | 0 | 33.75 | 6.25 | 0 |  | kW | 0 | 8.978 | Residential |  | Annual | [5 empty] | 11 | 0.85 |  |  |  | 0 | 1 | 0 | 0 | 0 | 0 | 0 | 0 | 0 | 0 | 0 | 0 | 2009 Qtr 1: 0; 2009 Qtr 2: 0; 2009 Qtr 3: 1; 2009 Qtr 4: 0; 2010 Qtr 1: 0; 2010 Qtr 2: 0; 2010 Qtr 3: 0; 2010 Qtr 4: 0; 2011 Qtr 1: 0; 2011 Qtr 2: 0; 2011 Qtr 3: 0; 2011 Qtr 4: 0 | 1
0 | 348002-Duct Test and Seal (Gas Only) |  | System | Residential | AC_Cooling | 0 |  |  |  |  | 721.3171 | 0 | 0 | 0 | 644.7805 | 76.5366 | 0 |  | kW | 0 | 35 | Residential |  | Annual | [5 empty] | 18 | 0.78 |  |  |  | 0 | 0.41 | 0 | 0 | 0 | 0 | 0 | 0 | 0 | 0 | 0 | 0 | 2009 Qtr 1: 0; 2009 Qtr 2: 0; 2009 Qtr 3: 0.41; 2009 Qtr 4: 0; 2010 Qtr 1: 0; 2010 Qtr 2: 0; 2010 Qtr 3: 0; 2010 Qtr 4: 0; 2011 Qtr 1: 0; 2011 Qtr 2: 0; 2011 Qtr 3: 0; 2011 Qtr 4: 0 | 0.41
0 | 348004-Faucet Aerator |  | System | Residential | HorizAxisClothesWasher | 0 |  |  |  |  | 12.7 | 0 | 0 | 0 | 10.88 | 1.82 | 0 |  | kW | 0 | 6.733 | Residential |  | Annual | [5 empty] | 10 | 0.85 |  |  |  | 0 | 2 | 0 | 0 | 0 | 0 | 0 | 0 | 0 | 0 | 0 | 0 | 2009 Qtr 1: 0; 2009 Qtr 2: 0; 2009 Qtr 3: 2; 2009 Qtr 4: 0; 2010 Qtr 1: 0; 2010 Qtr 2: 0; 2010 Qtr 3: 0; 2010 Qtr 4: 0; 2011 Qtr 1: 0; 2011 Qtr 2: 0; 2011 Qtr 3: 0; 2011 Qtr 4: 0 | 2
0 | 348005-Low Flow Showerheads |  | System | Residential | HorizAxisClothesWasher | 0 |  |  |  |  | 37.95 | 0 | 0 | 0 | 33.71 | 4.24 | 0 |  | kW | 0 | 8.978 | Residential |  | Annual | [5 empty] | 10 | 0.7 |  |  |  | 0 | 2 | 0 | 0 | 0 | 0 | 0 | 0 | 0 | 0 | 0 | 0 | 2009 Qtr 1: 0; 2009 Qtr 2: 0; 2009 Qtr 3: 2; 2009 Qtr 4: 0; 2010 Qtr 1: 0; 2010 Qtr 2: 0; 2010 Qtr 3: 0; 2010 Qtr 4: 0; 2011 Qtr 1: 0; 2011 Qtr 2: 0; 2011 Qtr 3: 0; 2011 Qtr 4: 0 | 2
0 | 348002-Duct Test and Seal (Gas Only) |  | System | Residential | AC_Cooling | 0 |  |  |  |  | 721.3171 | 0 | 0 | 0 | 644.7805 | 76.5366 | 0 |  | kW | 0 | 35 | Residential |  | Annual | [5 empty] | 18 | 0.78 |  |  |  | 0 | 0.41 | 0 | 0 | 0 | 0 | 0 | 0 | 0 | 0 | 0 | 0 | 2009 Qtr 1: 0; 2009 Qtr 2: 0; 2009 Qtr 3: 0.41; 2009 Qtr 4: 0; 2010 Qtr 1: 0; 2010 Qtr 2: 0; 2010 Qtr 3: 0; 2010 Qtr 4: 0; 2011 Qtr 1: 0; 2011 Qtr 2: 0; 2011 Qtr 3: 0; 2011 Qtr 4: 0 | 0.41
0 | 348004-Faucet Aerator |  | System | Residential | HorizAxisClothesWasher | 0 |  |  |  |  | 12.7 | 0 | 0 | 0 | 10.88 | 1.82 | 0 |  | kW | 0 | 6.733 | Residential |  | Annual | [5 empty] | 10 | 0.85 |  |  |  | 0 | 2 | 0 | 0 | 0 | 0 | 0 | 0 | 0 | 0 | 0 | 0 | 2009 Qtr 1: 0; 2009 Qtr 2: 0; 2009 Qtr 3: 2; 2009 Qtr 4: 0; 2010 Qtr 1: 0; 2010 Qtr 2: 0; 2010 Qtr 3: 0; 2010 Qtr 4: 0; 2011 Qtr 1: 0; 2011 Qtr 2: 0; 2011 Qtr 3: 0; 2011 Qtr 4: 0 | 2
0 | 348005-Low Flow Showerheads |  | System | Residential | HorizAxisClothesWasher | 0 |  |  |  |  | 37.95 | 0 | 0 | 0 | 33.71 | 4.24 | 0 |  | kW | 0 | 8.978 | Residential |  | Annual | [5 empty] | 10 | 0.7 |  |  |  | 0 | 1 | 0 | 0 | 0 | 0 | 0 | 0 | 0 | 0 | 0 | 0 | 2009 Qtr 1: 0; 2009 Qtr 2: 0; 2009 Qtr 3: 1; 2009 Qtr 4: 0; 2010 Qtr 1: 0; 2010 Qtr 2: 0; 2010 Qtr 3: 0; 2010 Qtr 4: 0; 2011 Qtr 1: 0; 2011 Qtr 2: 0; 2011 Qtr 3: 0; 2011 Qtr 4: 0 | 1
0 | 348002-Duct Test and Seal (Gas Only) |  | System | Residential | AC_Cooling | 0 |  |  |  |  | 721.3171 | 0 | 0 | 0 | 644.7805 | 76.5366 | 0 |  | kW | 0 | 35 | Residential |  | Annual | [5 empty] | 18 | 0.78 |  |  |  | 0 | 0.41 | 0 | 0 | 0 | 0 | 0 | 0 | 0 | 0 | 0 | 0 | 2009 Qtr 1: 0; 2009 Qtr 2: 0; 2009 Qtr 3: 0.41; 2009 Qtr 4: 0; 2010 Qtr 1: 0; 2010 Qtr 2: 0; 2010 Qtr 3: 0; 2010 Qtr 4: 0; 2011 Qtr 1: 0; 2011 Qtr 2: 0; 2011 Qtr 3: 0; 2011 Qtr 4: 0 | 0.41
0 | 348004-Faucet Aerator |  | System | Residential | HorizAxisClothesWasher | 0 |  |  |  |  | 12.7 | 0 | 0 | 0 | 10.88 | 1.82 | 0 |  | kW | 0 | 6.733 | Residential |  | Annual | [5 empty] | 10 | 0.85 |  |  |  | 0 | 2 | 0 | 0 | 0 | 0 | 0 | 0 | 0 | 0 | 0 | 0 | 2009 Qtr 1: 0; 2009 Qtr 2: 0; 2009 Qtr 3: 2; 2009 Qtr 4: 0; 2010 Qtr 1: 0; 2010 Qtr 2: 0; 2010 Qtr 3: 0; 2010 Qtr 4: 0; 2011 Qtr 1: 0; 2011 Qtr 2: 0; 2011 Qtr 3: 0; 2011 Qtr 4: 0 | 2
0 | 348005-Low Flow Showerheads |  | System | Residential | HorizAxisClothesWasher | 0 |  |  |  |  | 37.95 | 0 | 0 | 0 | 33.71 | 4.24 | 0 |  | kW | 0 | 8.978 | Residential |  | Annual | [5 empty] | 10 | 0.7 |  |  |  | 0 | 1 | 0 | 0 | 0 | 0 | 0 | 0 | 0 | 0 | 0 | 0 | 2009 Qtr 1: 0; 2009 Qtr 2: 0; 2009 Qtr 3: 1; 2009 Qtr 4: 0; 2010 Qtr 1: 0; 2010 Qtr 2: 0; 2010 Qtr 3: 0; 2010 Qtr 4: 0; 2011 Qtr 1: 0; 2011 Qtr 2: 0; 2011 Qtr 3: 0; 2011 Qtr 4: 0 | 1
0 | 348003-Pipe Wrap |  | System | Residential | HorizAxisClothesWasher | 0 |  |  |  |  | 40 | 0 | 0 | 0 | 33.75 | 6.25 | 0 |  | kW | 0 | 8.978 | Residential |  | Annual | [5 empty] | 11 | 0.85 |  |  |  | 0 | 1 | 0 | 0 | 0 | 0 | 0 | 0 | 0 | 0 | 0 | 0 | 2009 Qtr 1: 0; 2009 Qtr 2: 0; 2009 Qtr 3: 1; 2009 Qtr 4: 0; 2010 Qtr 1: 0; 2010 Qtr 2: 0; 2010 Qtr 3: 0; 2010 Qtr 4: 0; 2011 Qtr 1: 0; 2011 Qtr 2: 0; 2011 Qtr 3: 0; 2011 Qtr 4: 0 | 1
0 | 348002-Duct Test and Seal (Gas Only) |  | System | Residential | AC_Cooling | 0 |  |  |  |  | 721.3171 | 0 | 0 | 0 | 644.7805 | 76.5366 | 0 |  | kW | 0 | 35 | Residential |  | Annual | [5 empty] | 18 | 0.78 |  |  |  | 0 | 0.41 | 0 | 0 | 0 | 0 | 0 | 0 | 0 | 0 | 0 | 0 | 2009 Qtr 1: 0; 2009 Qtr 2: 0; 2009 Qtr 3: 0.41; 2009 Qtr 4: 0; 2010 Qtr 1: 0; 2010 Qtr 2: 0; 2010 Qtr 3: 0; 2010 Qtr 4: 0; 2011 Qtr 1: 0; 2011 Qtr 2: 0; 2011 Qtr 3: 0; 2011 Qtr 4: 0 | 0.41
0 | 348002-Duct Test and Seal (Gas Only) |  | System | Residential | AC_Cooling | 0 |  |  |  |  | 721.3171 | 0 | 0 | 0 | 644.7805 | 76.5366 | 0 |  | kW | 0 | 35 | Residential |  | Annual | [5 empty] | 18 | 0.78 |  |  |  | 0 | 0.41 | 0 | 0 | 0 | 0 | 0 | 0 | 0 | 0 | 0 | 0 | 2009 Qtr 1: 0; 2009 Qtr 2: 0; 2009 Qtr 3: 0.41; 2009 Qtr 4: 0; 2010 Qtr 1: 0; 2010 Qtr 2: 0; 2010 Qtr 3: 0; 2010 Qtr 4: 0; 2011 Qtr 1: 0; 2011 Qtr 2: 0; 2011 Qtr 3: 0; 2011 Qtr 4: 0 | 0.41
0 | 348004-Faucet Aerator |  | System | Residential | HorizAxisClothesWasher | 0 |  |  |  |  | 12.7 | 0 | 0 | 0 | 10.88 | 1.82 | 0 |  | kW | 0 | 6.733 | Residential |  | Annual | [5 empty] | 10 | 0.85 |  |  |  | 0 | 3 | 0 | 0 | 0 | 0 | 0 | 0 | 0 | 0 | 0 | 0 | 2009 Qtr 1: 0; 2009 Qtr 2: 0; 2009 Qtr 3: 3; 2009 Qtr 4: 0; 2010 Qtr 1: 0; 2010 Qtr 2: 0; 2010 Qtr 3: 0; 2010 Qtr 4: 0; 2011 Qtr 1: 0; 2011 Qtr 2: 0; 2011 Qtr 3: 0; 2011 Qtr 4: 0 | 3
0 | 348005-Low Flow Showerheads |  | System | Residential | HorizAxisClothesWasher | 0 |  |  |  |  | 37.95 | 0 | 0 | 0 | 33.71 | 4.24 | 0 |  | kW | 0 | 8.978 | Residential |  | Annual | [5 empty] | 10 | 0.7 |  |  |  | 0 | 1 | 0 | 0 | 0 | 0 | 0 | 0 | 0 | 0 | 0 | 0 | 2009 Qtr 1: 0; 2009 Qtr 2: 0; 2009 Qtr 3: 1; 2009 Qtr 4: 0; 2010 Qtr 1: 0; 2010 Qtr 2: 0; 2010 Qtr 3: 0; 2010 Qtr 4: 0; 2011 Qtr 1: 0; 2011 Qtr 2: 0; 2011 Qtr 3: 0; 2011 Qtr 4: 0 | 1
0 | 348002-Duct Test and Seal (Gas Only) |  | System | Residential | AC_Cooling | 0 |  |  |  |  | 721.3171 | 0 | 0 | 0 | 644.7805 | 76.5366 | 0 |  | kW | 0 | 35 | Residential |  | Annual | [5 empty] | 18 | 0.78 |  |  |  | 0 | 0.41 | 0 | 0 | 0 | 0 | 0 | 0 | 0 | 0 | 0 | 0 | 2009 Qtr 1: 0; 2009 Qtr 2: 0; 2009 Qtr 3: 0.41; 2009 Qtr 4: 0; 2010 Qtr 1: 0; 2010 Qtr 2: 0; 2010 Qtr 3: 0; 2010 Qtr 4: 0; 2011 Qtr 1: 0; 2011 Qtr 2: 0; 2011 Qtr 3: 0; 2011 Qtr 4: 0 | 0.41
0 | 348003-Pipe Wrap |  | System | Residential | HorizAxisClothesWasher | 0 |  |  |  |  | 40 | 0 | 0 | 0 | 33.75 | 6.25 | 0 |  | kW | 0 | 8.978 | Residential |  | Annual | [5 empty] | 11 | 0.85 |  |  |  | 0 | 1 | 0 | 0 | 0 | 0 | 0 | 0 | 0 | 0 | 0 | 0 | 2009 Qtr 1: 0; 2009 Qtr 2: 0; 2009 Qtr 3: 1; 2009 Qtr 4: 0; 2010 Qtr 1: 0; 2010 Qtr 2: 0; 2010 Qtr 3: 0; 2010 Qtr 4: 0; 2011 Qtr 1: 0; 2011 Qtr 2: 0; 2011 Qtr 3: 0; 2011 Qtr 4: 0 | 1
0 | 348002-Duct Test and Seal (Gas Only) |  | System | Residential | AC_Cooling | 0 |  |  |  |  | 721.3171 | 0 | 0 | 0 | 644.7805 | 76.5366 | 0 |  | kW | 0 | 35 | Residential |  | Annual | [5 empty] | 18 | 0.78 |  |  |  | 0 | 0.41 | 0 | 0 | 0 | 0 | 0 | 0 | 0 | 0 | 0 | 0 | 2009 Qtr 1: 0; 2009 Qtr 2: 0; 2009 Qtr 3: 0.41; 2009 Qtr 4: 0; 2010 Qtr 1: 0; 2010 Qtr 2: 0; 2010 Qtr 3: 0; 2010 Qtr 4: 0; 2011 Qtr 1: 0; 2011 Qtr 2: 0; 2011 Qtr 3: 0; 2011 Qtr 4: 0 | 0.41
0 | 348004-Faucet Aerator |  | System | Residential | HorizAxisClothesWasher | 0 |  |  |  |  | 12.7 | 0 | 0 | 0 | 10.88 | 1.82 | 0 |  | kW | 0 | 6.733 | Residential |  | Annual | [5 empty] | 10 | 0.85 |  |  |  | 0 | 2 | 0 | 0 | 0 | 0 | 0 | 0 | 0 | 0 | 0 | 0 | 2009 Qtr 1: 0; 2009 Qtr 2: 0; 2009 Qtr 3: 2; 2009 Qtr 4: 0; 2010 Qtr 1: 0; 2010 Qtr 2: 0; 2010 Qtr 3: 0; 2010 Qtr 4: 0; 2011 Qtr 1: 0; 2011 Qtr 2: 0; 2011 Qtr 3: 0; 2011 Qtr 4: 0 | 2
0 | 348002-Duct Test and Seal (Gas Only) |  | System | Residential | AC_Cooling | 0 |  |  |  |  | 721.3171 | 0 | 0 | 0 | 644.7805 | 76.5366 | 0 |  | kW | 0 | 35 | Residential |  | Annual | [5 empty] | 18 | 0.78 |  |  |  | 0 | 0.41 | 0 | 0 | 0 | 0 | 0 | 0 | 0 | 0 | 0 | 0 | 2009 Qtr 1: 0; 2009 Qtr 2: 0; 2009 Qtr 3: 0.41; 2009 Qtr 4: 0; 2010 Qtr 1: 0; 2010 Qtr 2: 0; 2010 Qtr 3: 0; 2010 Qtr 4: 0; 2011 Qtr 1: 0; 2011 Qtr 2: 0; 2011 Qtr 3: 0; 2011 Qtr 4: 0 | 0.41
0 | 348004-Faucet Aerator |  | System | Residential | HorizAxisClothesWasher | 0 |  |  |  |  | 12.7 | 0 | 0 | 0 | 10.88 | 1.82 | 0 |  | kW | 0 | 6.733 | Residential |  | Annual | [5 empty] | 10 | 0.85 |  |  |  | 0 | 2 | 0 | 0 | 0 | 0 | 0 | 0 | 0 | 0 | 0 | 0 | 2009 Qtr 1: 0; 2009 Qtr 2: 0; 2009 Qtr 3: 2; 2009 Qtr 4: 0; 2010 Qtr 1: 0; 2010 Qtr 2: 0; 2010 Qtr 3: 0; 2010 Qtr 4: 0; 2011 Qtr 1: 0; 2011 Qtr 2: 0; 2011 Qtr 3: 0; 2011 Qtr 4: 0 | 2
0 | 348005-Low Flow Showerheads |  | System | Residential | HorizAxisClothesWasher | 0 |  |  |  |  | 37.95 | 0 | 0 | 0 | 33.71 | 4.24 | 0 |  | kW | 0 | 8.978 | Residential |  | Annual | [5 empty] | 10 | 0.7 |  |  |  | 0 | 1 | 0 | 0 | 0 | 0 | 0 | 0 | 0 | 0 | 0 | 0 | 2009 Qtr 1: 0; 2009 Qtr 2: 0; 2009 Qtr 3: 1; 2009 Qtr 4: 0; 2010 Qtr 1: 0; 2010 Qtr 2: 0; 2010 Qtr 3: 0; 2010 Qtr 4: 0; 2011 Qtr 1: 0; 2011 Qtr 2: 0; 2011 Qtr 3: 0; 2011 Qtr 4: 0 | 1
0 | 348003-Pipe Wrap |  | System | Residential | HorizAxisClothesWasher | 0 |  |  |  |  | 40 | 0 | 0 | 0 | 33.75 | 6.25 | 0 |  | kW | 0 | 8.978 | Residential |  | Annual | [5 empty] | 11 | 0.85 |  |  |  | 0 | 1 | 0 | 0 | 0 | 0 | 0 | 0 | 0 | 0 | 0 | 0 | 2009 Qtr 1: 0; 2009 Qtr 2: 0; 2009 Qtr 3: 1; 2009 Qtr 4: 0; 2010 Qtr 1: 0; 2010 Qtr 2: 0; 2010 Qtr 3: 0; 2010 Qtr 4: 0; 2011 Qtr 1: 0; 2011 Qtr 2: 0; 2011 Qtr 3: 0; 2011 Qtr 4: 0 | 1
0 | 348002-Duct Test and Seal (Gas Only) |  | System | Residential | AC_Cooling | 0 |  |  |  |  | 721.3171 | 0 | 0 | 0 | 644.7805 | 76.5366 | 0 |  | kW | 0 | 35 | Residential |  | Annual | [5 empty] | 18 | 0.78 |  |  |  | 0 | 0.41 | 0 | 0 | 0 | 0 | 0 | 0 | 0 | 0 | 0 | 0 | 2009 Qtr 1: 0; 2009 Qtr 2: 0; 2009 Qtr 3: 0.41; 2009 Qtr 4: 0; 2010 Qtr 1: 0; 2010 Qtr 2: 0; 2010 Qtr 3: 0; 2010 Qtr 4: 0; 2011 Qtr 1: 0; 2011 Qtr 2: 0; 2011 Qtr 3: 0; 2011 Qtr 4: 0 | 0.41
0 | 348004-Faucet Aerator |  | System | Residential | HorizAxisClothesWasher | 0 |  |  |  |  | 12.7 | 0 | 0 | 0 | 10.88 | 1.82 | 0 |  | kW | 0 | 6.733 | Residential |  | Annual | [5 empty] | 10 | 0.85 |  |  |  | 0 | 3 | 0 | 0 | 0 | 0 | 0 | 0 | 0 | 0 | 0 | 0 | 2009 Qtr 1: 0; 2009 Qtr 2: 0; 2009 Qtr 3: 3; 2009 Qtr 4: 0; 2010 Qtr 1: 0; 2010 Qtr 2: 0; 2010 Qtr 3: 0; 2010 Qtr 4: 0; 2011 Qtr 1: 0; 2011 Qtr 2: 0; 2011 Qtr 3: 0; 2011 Qtr 4: 0 | 3
0 | 348005-Low Flow Showerheads |  | System | Residential | HorizAxisClothesWasher | 0 |  |  |  |  | 37.95 | 0 | 0 | 0 | 33.71 | 4.24 | 0 |  | kW | 0 | 8.978 | Residential |  | Annual | [5 empty] | 10 | 0.7 |  |  |  | 0 | 2 | 0 | 0 | 0 | 0 | 0 | 0 | 0 | 0 | 0 | 0 | 2009 Qtr 1: 0; 2009 Qtr 2: 0; 2009 Qtr 3: 2; 2009 Qtr 4: 0; 2010 Qtr 1: 0; 2010 Qtr 2: 0; 2010 Qtr 3: 0; 2010 Qtr 4: 0; 2011 Qtr 1: 0; 2011 Qtr 2: 0; 2011 Qtr 3: 0; 2011 Qtr 4: 0 | 2
Do NOT enter program data in this row or below. The Spreadsheet will not evaluate any such data. | bar: 2012 Qtr 1; 2014 Qtr 2 to 2014 Qtr 4; 2016 Qtr 2 to 2016 Qtr 4; 2018 Qtr 2 to 2018 Qtr 4
Lists of Dimensions and their Labels
|  |  | Climate Zones |  |  |  | Measure Types for Measure Life | Measure Types for NTGR | Gas Sector | Gas Savings Profile | Combustor Type | [5 empty] | Sector Name | End Uses
|  |  | 6 |  |  |  | NONRESIDENTIAL MEASURES: |  | Residential | Summer Only | Large Boilers (>100 MMBtu/hr Heat Input):Uncontrolled | [5 empty] | RES | DEER:Indoor_CFL_Ltg | DEER:RefgFrzr_HighEff | DEER:RefgFrzr_Recyc-Conditioned | DEER:RefgFrzr_Recyc-UnConditioned | DEER:HVAC_Eff_AC | DEER:HVAC_Duct_Sealing | DEER:HVAC_Refrig_Charge | DEER:Refg_Chrg_Duct_Seal | DEER:RefgFrzr_Recycling
|  |  | 8 |  |  |  | **************************************************************** | Appliance early retirement and replacement 0.80 | Commercial | Winter Only | Large Boilers (>100 MMBtu/hr Heat Input):Controlled Low NOx Burner | [5 empty] | NON_RES | DEER:Indoor_CFL_Ltg | DEER:Indoor_Non-CFL_Ltg | DEER:HVAC_Chillers | DEER:HVAC_Refrig_Charge | DEER:HVAC_Split-Package_AC | DEER:HVAC_Duct_Sealing
|  |  | 9 |  |  |  | Ballast – Dimmable: NR - 11 | California Home Energy Efficiency Rating System (CHEERS) | Core | Annual | Large Boilers (>100 MMBtu/hr Heat Input):Controlled – Flue Gas Recirculation | [5 empty] | Residential | AC_Cooling | HorizAxisClothesWasher | AC
|  |  | 10 |  |  |  | Ballast – Electronic: NR - 11 | Residential Audits 0.72 |  |  | Small Boilers (<100 MMBtu/hr Heat Input):Uncontrolled | [5 empty] | Office | Lighting | >135K_Air_AC | >135K_Wtr_AC | IndoorLt
|  |  | 13 |  |  |  | Fluorescent Fixture – T8: C/I/A - 11 | Refrigerator Recycling 0.35 |  |  | Small Boilers (<100 MMBtu/hr Heat Input):Controlled Low NOx Burner | [5 empty] | Retail | >135K_Air_AC | >135K_Wtr_AC | IndoorLt
|  |  | 14 |  |  |  | Fixture: T8 Lamp & Electronic Ballast: C/I/A - 11 | Freezer Recycling 0.54 |  |  | Small Boilers (<100 MMBtu/hr Heat Input):Controlled – Flue Gas Recirculation | [5 empty] | Misc._Commercial | Economy_cycle | New_AC | New_HtPmp | Roof_insul | Wall_insul | Reduce_Cooling_Load | IndoorLt | Outdoor Lt | Outdoor Lt | DayLt & Controls | Perimter Lt Control | Pool HtPmp | DHW HtPmp | Refrigeration
|  |  | 15 |  |  |  | T8 Fixtures – 17 Watt Lamp, 2ft or 32-watt Lamp, 4ft 11 | Residential Contractor Program 0.89 |  |  | Residential Furnaces (<0.3):Uncontrolled
|  |  | 16 |  |  |  | T8 Lamps: C/I/A - 5 | Emerging Technologies 0.83
|  |  | System |  |  |  | High Efficiency Lighting (HID): NR - 16 | All other residential programs 0.80
[7 empty] | High Output T5 Fixture: NR - 16 |  | Electric Rate | Gas Rate
[7 empty] | Indoor or Outdoor Lighting System Modification: NR - 13.5 | Advanced water heating systems 1.00 | Residential | 0
[7 empty] | Lighting Controls: NR - 16 | Agricultural and Dairy Incentives 0.75 | Commercial | Residential
[7 empty] | Daylighting Controls; NR - 16 | Coin Laundry and Dry Cleaner Education 0.70 | Not Used | Not Used
[7 empty] | Lighting Power Density: NR - 11 | Commercial and agricultural information, tools, or design assistance services | Not Used
[7 empty] | Exit Sign – CF Hardware Kit/LED/ Electro-Luminescent: NR - 16 | Comprehensive Space Conditioning 1.00 | Not Used
[7 empty] | Occupancy Sensor: NR - 8 | Lodging Education 0.70
[7 empty] | Photocell: NR - 8 | Express Efficiency (rebates) 0.96
[7 empty] | Time Clock – Lighting: NR - 8 | Energy Management Services, including audits (for small and medium customers)
[7 empty] | Induction Lamps: NR - 2 | Food Services Equipment Retrofit 1.00
[7 empty] | Induction Fixture: NR - 16 | Industrial Information and Services 0.74
[7 empty] | Delamp/reflectors: C/I - 11 | Large Standard Performance Contract 0.70
[7 empty] | Optical Reflectors- new construction: Ind, NRNC - 12 | All other nonresidential programs 0.80
[7 empty] | Optical Reflectors- retrofit: NR - 10 | New Construction
[7 empty] | HID fixture: Interior, >= 176 Watts lamp: Ind - 16 | Industrial and Agricultural Process 0.94
[7 empty] | HID fixture: Interior, 251-400 Watt lamp: Com - 16 | Industrial new construction incentives 0.62
[7 empty] | CFL Fixture: Pin based CFL fixture: Com - 12.0 | Savings by Design 0.82
[7 empty] | Screw-in CFL: Education - Primary School: NR - 5.6 | All other new construction programs 0.80
[7 empty] | Screw-in CFL: Education - Secondary School: NR - 3.5 | Codes and Standards
Screw-in CFL: Education - Community College: NR - 2.1
Screw-in CFL: Education - University: NR - 2.6
Screw-in CFL: Grocery: NR - 1.4
Screw-in CFL: Health/Medical - Hospital: NR - 0.9
Screw-in CFL: Health/Medical - Nursing Home: NR - 0.9
Screw-in CFL: Lodging - Hotel: NR - 0.9
Screw-in CFL: Lodging - Motel: NR - 0.9
Screw-in CFL: Lodging - Guest Rooms: NR - 7.0
Screw-in CFL: Manufacturing - Light Industrial: NR - 2.8
Screw-in CFL: Office - Large: NR - 2.9
Screw-in CFL: Office - Small: NR - 3.2
Screw-in CFL: Restaurant - Sit-Down: NR - 2.3
Screw-in CFL: Restaurant - Fast-Food: NR - 1.3
Screw-in CFL: Retail - 3-Story Large: NR - 1.9
Screw-in CFL: Retail - Single-Story Large: NR - 1.8
Screw-in CFL: Retail - Small: NR - 2.1
Screw-in CFL: Storage - Conditioned: NR - 2.8
Screw-in CFL: Storage - Unconditioned: NR - 2.8
Screw-in CFL: Warehouse - Refrigerated: NR - 3.1
HVAC/Refrigeration – SPC: NR - 16
Chiller – High Efficiency: NR - 20
Chiller – Variable Speed Drive: NR - 20
Water Cooled Chillers: NR - 20
Air Conditioners – High Efficiency: NR - 15
Packaged HVAC Systems: NR - 15
Install HVAC EMS: Com - 14
AC Packaged Terminal Units: NR - 15
Evaporative Coolers: NR - 15
Boiler – High Efficiency: NR - 20
Cooling Towers/Evaporative Condenser: NR - 15
Heat Pump – Split System: NR - 15
Heat Pump with Integrated Water Heating: NR - 10
Ground Source Heat Pump: NR - 15
Reduce Internal Load: NR - 15
Insulation: NR - 20
Insulation Package: NR - 20
Reflective Window Film: NR - 10
Bypass/Delay Timer(lighting): NR - 8
Set-Back Thermostat: NR - 11
Time Clock - HVAC: NR - 10
HVAC/Space Heating/Efficiency (Gas): NR - 18
Nonresidential Gas – AC: NR - 20
Adjustable speed drive, application unknown: Ag - 10
Adjustable speed drive, application unknown: Com - 10
Adjustable Speed Drive: HVAC fan, 50 HP Max: Com - 10
Pump repair: Ag - 11
Injection molding machines: Ind - 15
Plastic extusion equipment: Ind - 15
Process cooling: Ind - 15
Process equipment insulation: Ind - 15
Horizontal Clothes Washer: NR - 10
Efficient Dishwashing: NR - 5
Water Heater Controls: NR - 15
Cooking measures , Assorted: Com - 12
Water Heater – Gas: NR - 15
Domestic Hot Water Boiler (Gas): NR - 20
Auto Closer for Cooler/Freezer: NR - 8
Door Gaskets: NR - 4
Floating Head Pressure: NR - 16
Heatless Door: NR - 16
Humidistat Control for Anti-Sweat Heater: NR - 12
Insulation on Refrigeration Suction Line: NR - 11
Night Covers for Display Cases: NR - 5
PSC Evaporator Motor – Walkin/ Display: NR - 15
Refrigeration Case Doors – Glass/Acrylic: NR - 12
Refrigerator Case with Doors: NR - 12
Refrigerator Condensate Evaporator – Elec/Non Elec: NR - 8
Strip Curtains for Walk-Ins: NR - 4
Ballast: Electronic, for display case: NR - 11
Defrost: NR - 16
FHP & EFF Conditioner: NR - 16
High-efficiency Liquid Suction Heat Exchangers: NR - 16
Night Shields on Refrigerator and Freezer Cases: NR - 5
Walk-in Refrigerator or Freezer: Evaporative Fan Controller: NR - 5
Multiplec Refrigeration Systems/Supermarket Systems: NR - 10
Kiln/Oven/Furnace: NR - 18
Thermal Night Curtains: NR - 5
Custom Measures – SPC: NR - 15
Local Government Partnership: NR - 11
Audits: NR - 3
Plug Load Sensor: NR - 10
Information: NR - 1
High Efficiency Motors: NR - 15
Process Overhaul: NR - 20
System Controls: NR - 15
RESIDENTIAL MEASURES
****************************************************************
T8 Fixtures ; lamp or ballast: Res - 15
Pin based CFL Fixture: Res - 16
CFL: Indoor Screw in: Res - 9.4
CFL: Outdoor Screw in: Res - 7
Torchiere: Res - 9
Air Conditioners with SEER >= 11.0: Res - 18
Central Air Conditioners: Res - 18
Duct Testing: Res NC - 18
High Energy Efficiency Ducts: Res - 18
Whole House Fan: Res - 15
Evaporative Cooler: Res - 15
Glazing - Low E Double / Low Shade Coefficient: Res - 20
Heat Pump - Electric: Res - 15
Insulation - Ceiling / Floor / Walls: Res - 20
A/C with Integrated Water Heating: Res - 10
Programmable Thermostat: Res - 12
Audits: Res - 3
Gas Cooktops: Res - 20
Gas Dryer Stub: Res - 18
Energy-Efficient Furnaces: Res - 18
Refrigerator Recycling: Res - 10
Refrigerator - Energy Efficient; 20% more efficient: Res - 18
Refrigerators: Res - 18
GENERIC USEFUL LIVES:
****************************************************************
0.1
0.2
0.3
0.4
0.5
0.6
0.7
0.8
0.9
1
1.1
1.2
1.3
1.4
1.5
1.6
1.7
1.8
1.9
2
2.1
2.2
2.3
2.4
2.5
2.6
2.7
2.8
2.9
3
3.1
3.2
3.3
3.4
3.5
3.6
3.7
3.8
3.9
4
4.1
4.2
4.3
4.4
4.5
4.6
4.7
4.8
4.9
5
5.1
5.2
5.3
5.4
5.5
5.6
5.7
5.8
5.9
6
6.1
6.2
6.3
6.4
6.5
6.6
6.7
6.8
6.9
7
7.1
7.2
7.3
7.4
7.5
7.6
7.7
7.8
7.9
8
8.1
8.2
8.3
8.4
8.5
8.6
8.7
8.8
8.9
9
9.1
9.2
9.3
9.4
9.5
9.6
9.7
9.8
9.9
10
10.1
10.2
10.3
10.4
10.5
10.6
10.7
10.8
10.9
11
11.1
11.2
11.3
11.4
11.5
11.6
11.7
11.8
11.9
12
12.1
12.2
12.3
12.4
12.5
12.6
12.7
12.8
12.9
13
13.1
13.2
13.3
13.4
13.5
13.6
13.7
13.8
13.9
14
14.1
14.2
14.3
14.4
14.5
14.6
14.7
14.8
14.9
15
15.1
15.2
15.3
15.4
15.5
15.6
15.7
15.8
15.9
16
16.1
16.2
16.3
16.4
16.5
16.6
16.7
16.8
16.9
17
17.1
17.2
17.3
17.4
17.5
17.6
17.7
17.8
17.9
18
18.1
18.2
18.3
18.4
18.5
18.6
18.7
18.8
18.9
19
19.1
19.2
19.3
19.4
19.5
19.6
19.7
19.8
19.9
20
21
22
23
24
25
26
27
28
29
30
Last Row Used is above